## Grand Summary
CONSTRUCTION OF RESETTLEMENT PROCESSING CENTRE IN MAKERE (STAGE 2), KASULU DISTRICT, KIGOMA, TANZANIA
GRAND SUMMARY
Bill No. | DESCRIPTION | AMOUNT/ TZS
1 | PRELIMINARIES
2 | SELF CONTANED ACCOMMODATION BUILDING
3 | STAFF ACCOMMODATION
4 | CANTEEN AND KITCHEN
5 | MHD WAITING SHELTERS (1 & 2)
6 | LAUNDRY
7 | STORAGE FACILITY
8 | WATER PURIFICATION FACILITY
9 | ABLUTION FACILITY - STAFF
10 | MHD STORE
11 | ABLUTION FACILITY BENEFICIARY
12 | MHD VACCINATION
13 | BENIFICIARY KITCHEN
14 | SECURITY POST
15 | WATER SUPPLY, WASTEWATER AND SEWER SYSTEM
16 | FIRE FIGHTING INSTALLATION
17 | ELECTRICAL INSTALLATION AND LIGHTNING PROTECTION
18 | SITE DEVELOPMENT, ROAD, FOOTWALK, CORRIDORS, FENCING,BOUBDARY WALL AND LANDSCAPING
19 | DAYWORKS
20 | PROVISIONAL SUM | 144000000
SUB TOTAL OF CONSTRUCTION COST
| ADD 5% CONTINGENCIES | 0
| GRAND TOTAL | 0
0

## Bill 1- Preliminaries
CONTRACT NAME: CONSTRUCTION OF RESETTLEMENT PROCESSING CENTRE IN MAKERE (STAGE 2), KASULU DISTRICT, KIGOMA, TANZANIA
BILL NO. 01 - PRELIMINARIES
ITEM NO. | DESCRIPTION | UNIT | QTY | RATE (TZS) | AMOUNT (TZS)
1A | PRELIMINARIES
| If the Employer's representative is of the opinion that any item in this section has not been fully attended by the Contractor, the Employer's representative may adjust amounts quoted by the Contractor for the items concerned. | Note
| If no price has been stated against any item hereunder the Contractor will not be entitled to claim any money for such items even though he is obliged to execute the work or provide services described therein. Preliminary items priced by the Tenderer are deem to include the cost of unpriced items. | Note
| Health and safety: Cost and expenses in connection with providing of any protective netting, fencing, screens, barricades, railing, walk ways at site and any other safety precautions to the required standard, is deemed to be included in the tender rates unless otherwise measured separately. | Note
| The attention of the bidder is drawn to the use of Bill of Quantities, Drawings, Conditions of Contract, Specifications, Pricing Preambles and any other particulars related to this of the bid. It is the bidder's responsibility to see that his price includes for complying with all the requirements of the conditions of contract and other documents whether specifically. | Note
| The bidder is advised to visit the site of the proposed work, as it is his responsibility to ascertain the Conditions, governing access to the site, the external working space, storage area, shifting of furniture & fixtures , etc. | Note
| Existing roads & culverts cannot be taken as the passage of heavy vehicle or such and adequate areas to be strengthen by the successful bidder, before make use of such areas, roads and approaches. | Note
| Any existing services, roads, culverts and approaches damaged during the construction to be reinstated without any charge to the employer. | Note
| All temporary works shall be dismantled and cleared away from the site on completion of the work. | Note
| Any other preliminary items not listed below but deemed to be included in the bid rates, as no extras would be made. | Note
| No work in any trade shall be carried out in such a manner as to cause any nuisance to adjacent owners or the public. | Note
| Environmental Management : Mechanical plant and equipment which emits obnoxious liquids, gases etc., will not be allowed to be used on the site, without the prior approval from the Employer and the Employer's representative. | Note
| The Employer's representative has the final decision as and when he deems it necessary for the Contractor to take precautions, maintain or repair such plant and equipment or order their removal from the site. | Note
| The contractor shall be responsible for any loss or damage to the works, existing structures, adjoining structures and unfixed materials. | Note
| The Contractor shall be responsible for necessary lighting, watchman and other suitable measures during construction until handing over | Note
FIXED CHARGES
1A.1 | Allow for temporary electricity connection for the Works and facilities of the contractor, contractor's staff and security lighting including connection, distribution system for the work, internal arrangements and all payment to the authorities for connections. It is the responsibility of the Contractor to ensure steady and uninterrupted power supply to Works. | Item | 1
Page total carried to the Collection Bellow
1A.2 | Allow for water connection for the works including drinking water, and paying all charges and other expenses in connection with the connection. It is the sole responsibility of the contractor to ensure steady, uninterrupted adequate supply of water required for main contract and nominated sub contract work. | Item | 1
1A.4 | Allow for providing and maintenance of a name board (2.4mx1.5m) to the Detail, specifications and as directed by the Employer's representative. | Item | 1
1A.6 | Allow for constructing, and dismantling (after practical completion of work) a temporary site office of adequate size with required facilities for the contractor's site management staff in accordance with the plans prepared by the Contractor and approved by the Employer's representative. (office layout and list of facilities should be submitted by the bidder along with his bid) | Item | 1
1A.7 | Allow for constructing temporary building or buildings in accordance with the plans to be prepared by the Contractor and approved by the Employer's representative to accommodate the following; | Item | 1
(i) Workers' rest room, canteen facilities
(ii) Toilet and wash areas,
The price shall include for construction and dismantling of above, on completion.
Facilities to workman shall conform to the latest Public Health and Industrial Regulations.
1A.8 | Health & Safety: Allow for temporary hoarding and fencing with GI sheet covering or as directed to separate the construction area as direct by employer's Representative. | Item | 1
1A.9 | Allow lump sum for providing all relevant shop drawings, bar schedules, weather records, progress reports with colored photographs showing progress of the works at site. | Item | 1
Page total carried to the Collection Bellow
1A.10 | Allow lump sum for providing all relevant as built drawings to the required standard and as per the instruction of Employer's Representative. | Item | 1
1A.11 | Allow for maintaining daily records and submitting the same in the manner required by the Employer's representative to indicate factual details of: | Item | 1
(i) Number of workmen in different categories and the number of Staff members and formans.
(ii) Particulars of materials and goods brought to the site.
(iii) Particulars of machinery & equipment brought to or taken out of site.
(iv) Rain fall records.
(v) Any other important records.
(vi) Daily progress update
CONTRACTOR'S SITE ESTABILISHMENT
1A.12 | Mobilization and Demobilization of Contractor's facilities and plant / equipment | Item | 1
BONDS & GUARANTEES
1A.13 | Allow sum for provide and maintain a performance guarantee to the value as specified in the Conditions of Contract, from a bank acceptable to the Employer. | Item | 1
1A.14 | Allow sum for provide and maintain a mobilization advance payment guarantee to the value as specified in the Conditions of Contract, from a bank acceptable to the Employer. | Item | 1
1A.15 | Allow sum for obtain and maintain insurance policies issued by an insurance organization in Tanzania acceptable to the Employer conforming the requirement stipulated in the Conditions of Contract. The insurance policies shall be valid up to the period as stipulated in the conditions of contract. | Item | 1
Page total carried to the Collection Bellow
1A.16 | Quality control: Allow for all cost in connection with preparing samples for testing, making arrangements for testing of materials, goods etc., as stipulated in the Specification, obtaining test reports & submitting same to the Employer's Representative. (This item intends to cover all expenses.) | Item | 1
1A.17 | Environmental Management: Allow for keeping the entire site clean throughout the construction period, removal of rubbish and debris, cleaning and clearing up site on completion, leaving all in good order in handing over. | Item | 1
1A.18 | Allow for preparing and submitting to Employer's Representative in sufficient number of copies the Programme of work referred to in the Conditions of Contract. The Programme shall be updated or revised as required by the Employer's Representative. | Item | 1
1A.18 | Allow for complying with the requirements of the General Conditions of the Contract and the particular Conditions of the Contract. | Item | 1
TIME-RELATED CHARGES
1A.22 | Allow for maintaining site. The Contractor shall be responsible for maintaining the site in clean and orderly fashion at all times and during the entire contract period. Materials, casing etc., shall be kept neatly stacked on the site with all access-ways kept clear. All dust, debris and rubbish etc., arising out of his own works shall be continually cleared and removed from the site. The Employer's Representative shall make a percentage of the monthly rate or shall completely suspend the monthly amount if the contractor's maintenance found to be unacceptable. | Month | 9
1A.24 | Allow for maintaining a temporary site office with required facilities for the contractor's site management staff. | Month | 9
Page total carried to the Collection Bellow
1A.25 | Allow for maintenance of Workers' rest room, canteen facilities and Toilet and wash areas. Employing workmen to clean and maintain wet areas including toilets, wash areas, kitchen etc. throughout the period of construction. | Month | 9
1A.26 | Allow for submission of one hard copy with soft copy of progress reports each with photographs monthly covering all major activities taken place during that period and adequate number of photograph to monitor the progress. | Month | 9
1A.27 | Quality control: Allow for submission of the updating of below forms | Month | 9
1. health and safety forms which will be provided / requested by Employer representative.
2. Quality Control forms which will be provided / requested by Employer representative.
3. Environmental Management forms which will be provided / requested by Employer representative.
1A.28 | Submission of one copy of weekly and monthly break-up programs to the Engineer's Representative for progress monitoring purposes. | Month | 9
1A.30 | Health & Safety: Allow for providing all necessary safety measures to workmen. The bidder should submit his comprehensive safety plan with description and number in each safety device and other safety equipment proposed. | Month | 9
1A.31 | Allow for employing suitably qualified and experienced technical personnel on full time basis for contract and proper execution of contract work at the site. The Contractor shall employ such technical personnel as specified in the Conditions of Contracts. | Month | 9
| Page total carried to the Collection Bellow |  |  |  | 0
COLLECTION
| Total of Page 02 |  |  |  | 0
| Total of Page 03 |  |  |  | 0
| Total of Page 04 |  |  |  | 0
| Total of Page 05 |  |  |  | 0
| Total of Page 06 |  |  |  | 0
| TOTAL OF PRELIMINARIES CARRIED FORWARD TO GRAND SUMMARY |  |  |  | 0

## Bill 2 Summary SELF Con Acco
SAMMARY OF BILL NO 2
SELF ACCOMMODATION BUILDING
Bill No. | DESCRIPTION | AMOUNT/ TZS
2.1 | SELF ACCOMMODATION BUILDING - BLOCK A1
2.2 | SELF ACCOMMODATION BUILDING - BLOCK A2
2.3 | SELF ACCOMMODATION BUILDING - BLOCK B1
2.4 | SELF ACCOMMODATION BUILDING - BLOCK C
| SUB SUMMARY OF BILL NO 2- SELF ACCOMMODATION BUILDING -CARRIED TO GRAND SAMMARY | 0

## 2.1 Block A1
BILL NO 2.1 - SELF-CONTAINED ACCOMMODATION BUILDING - BLOCK A1
ITEM NO. | DESCRIPTION | UNIT | QTY | RATE (TZS) | AMOUNT (TZS)
A | EXCAVATION AND EARTH WORK
| The Bidders are requested to refer the General Notes, Pricing Preambles, Drawings, Specifications, Conditions of Contract, Special Conditions of Contract and all other relevant documents prior to pricing of the following items. | Note
| Rates shall include for any working space as required by the contractor. | Note
| Rates shall include for Excavating and removing roots surfaces including all metals | Note
| Dewatering and earth work supports shall not be measured separately. (Rate shall include for cost of dewatering and earth work support, if necessary) | Note
| The bidder is requested to check ground water level and soil investigation report, limitation of transport, limitation of site, conditions of the existing road for possibility of transportation of heavy equipment etc., prior to pricing this section of work. | Note
| The contractor shall arrange and obtain necessary permission from authorities for disposal and dumping of earth. | Note
| Rates shall include for removal and disposal of any obstructions, such as artificial structure and rock boulders et1B., during excavation if encountered. | Note
Earthwork Support
| Rate to include the cost of Earth work supporting system to be carried out only on the instruction of the Employer's Representative depending on the nature of the soil. | Note
The contractor shall design and carry out the most suitable earthwork support system capable of achieving the specified technical requirement and in consideration of ground water level, soil condition, other buildings and structures situated close to the site. The Tenderer shall submit his proposal in detail with necessary calculations, method, type of equipment/plant, propose to use and shop drawings etc., along with the bid for the approval of the Employer's Representative
Filling & Compaction
Approved earth shall mean filling materials that comply to the following:
(a) The earth shall be free of vegetation, a roots, boulders, easily decomposable materials, chemicals, industrial waste, plastic et1B.
(b) The maximum size of particle shall not exceed 75 m1K.
(c) The earth shall be well graded and the silt and clay (fines) content shall not be more than 25%.
(d) The standard proctor density shall be grater than 1.70 g/cm3.
Site Preparation
1 | Clearing site vegetation including top soil removing for maximum 150mm, compacting and disposal of all surplus excavated material away from the site as directed and site clearing shall be covered the area where 3000mm beyond the building. (contractor shall visit the site & assert the actual work involve) | m2 | 450
Excavation
2 | Excavation of foundation for Column / wall in any material other than rock requiring blasting depth not exceeding 1.5m. Rate shall include for compacting the bottom of excavation, part return fill to excavation and rammed, surplus disposed off site as directed. | m3 | 140
3 | Excavation for foundation in rock requiring blasting. Rate shall include for compacting the bottom of excavation, part return fill to excavation and rammed, surplus disposed off site as directed. | m3 | 20
Filling
4 | Approved imported hard earth (Gravel) filling including levelling, watering and compacting in 150mm layers between foundation of walls up to DPC level with 98% compaction. (Payment shall be made for compacted volume) | m3 | 97
5 | Approved available hard earth filling (selected excavated soil) including levelling, watering and compacting in 150mm layers around the building with 98% compaction. (Payment shall be made for compacted volume) | m3 | 92
6 | Approved available hard earth filling including levelling, watering and compacting in 150mm layers between foundation of walls up to DPC level with 98% compaction. (Payment shall be made for compacted volume) | m3 | 97
7 | 200mm thick hardcore filling blinded with sand (50mm Thick) to receive damp proof membrane (measured separately) | m2 | 216
| For Anti termite treatment- The chemical shall be of approved by the Employer's Representative. Aldrin 0.50% solution or other equal and approved anti-termite treatment applied at a rate of 7 liters per square meter. | Note
| The chemical to be sprayed on soil surface and injected in to the filling by drilling treated surface to be covered by polythene membrane within 24hrs of treatments | Note
8 | Anti-termite treatment shall be done by a specialized sub-contractor in accordance with the manufacture's specification and to the approval of Consultant by specialize sub-contractor. It is needed to produce warrantee certificate from professional anti termite sub contractor for minimum 10 Years. | m2 | 150
A | TOTAL FOR EXCAVATION AND EARTH WORK CARRIED TO SUMMARY
B | CONCRETE WORK
| The bidders are requested to refer General Notes, Pricing Preambles, Drawings, Specifications, Conditions of Contract, Special Conditions of Contract and all other relevant documents prior to pricing of the following items. | Note
| Rate shall include for depositing, handling, hoisting into position, vibrating, curing etc. and making good after removal of formwork etc. | Note
| All Concrete Works shall comply to the specifications, filled into formwork and well packed around reinforcement. | Note
| Rate shall include for supplying and laying of gauge 1000 polythene on ground, where concrete is in direct contact with ground, before pouring concrete unless other wise measured separately. | Note
| Coarse aggregate should be granite material. Metal to be used shall be granite comply to the specification. | Note
| Fine aggregate shall be river sand | Note
| Rate for concreting columns, walls shall include for kickers and cover blocks. | Note
Measurement of Slabs & Walls
| Slab concrete include that part of beam to a depth of largest adjacent slab thickness. | Note
| Concrete work related to Ramps has been measured separately and slopes have not been indicated. Slopes shall be as shown in the drawings. | Note
| Contractor shall ensure that all contacting surfaces including reinforcement dowels left out for bonding purposes is free from any organic or artificial material which can be a hindrance to achieve specified properties in the Drawings and Specifications. | Note
| Rates for lean concrete shall include for preparation of bottom of excavation prior to pouring of lean concrete. | Note
| Contractor shall ensure that the top of the lean concrete layer shall be finished semi rough for waterproofing layer. Rate for lean concrete shall include for waterproofing layer unless measured separately. | Note
| Rates for formwork shall include for control joints, isolation joints wherever specified and required according to the drawings and specifications. | Note
| Rate for concrete shall include for construction joint, isolation joint, expansion joint, with dowel bars, end cap and compressible filler with sealant on top as per drawing. | Note
| Rates for concrete shall include all necessary tests by an Authority acceptable to the Employer's Representative | Note
| Rates for concrete shall include all necessary equipment which are required for concreting. Rate shall include for continuous curing for 7 days. | Note
| Reinforcement & Form work paid for separately unless otherwise specified in the item. | Note
Up to DPC Level
Plain Cement Concrete
1 | 50mm thick plain In-situ Concrete; Nominal Grade 20, mix ratio 1:2:4(20mm) or appropriate with 20 mm aggregates wall and column foundations. | m2 | 180
Reinforced Cement Concrete
Nominal Grade 25, mix ratio 1:1.5:3 (20mm) or appropriate
2 | Reinforced Cement Concrete (Gr.25) in Column Footing | m3 | 17
3 | Reinforced Cement Concrete (Gr. 25) in Columns | m3 | 2.1
4 | Reinforced Cement Concrete (Gr. 25) in trench foundation of wall | m3 | 28.4
4 | Reinforced Cement Concrete (Gr. 25) in Ground beam. | m3 | 18.3
6 | 100mm thick Floor Concrete in Gr 25 | m2 | 216
Above DPC Level to 1st Floor Level
7 | Reinforced Cement Concrete (Gr. 25) in Column | m3 | 5.5
8 | Reinforced Cement Concrete (Gr. 25) in beam. | m3 | 19
9 | Reinforced Cement Concrete (Gr. 25) in Staircase. | m3 | 4
10 | Reinforced Cement Concrete (Gr. 25) in 150mm thick Slab. | m2 | 201
11 | Lintels size 150x200mm in Gr. 25 cement concrete reinforced with 4Nos of 10 mm dia. tor steel bars and 8 mm mild steel stirrups @ 150mm c/c and rate shall include for reinforcement & formwork. | m | 16
12 | Window sills, size 230x75mm in Gr.25 cement concrete reinforced with 2Nos of 12 mm dia. tor steel bars and 8mm mild steel stirrups @ 150mm c/c and rate shall include for reinforces & formwork. | m | 25.2
13 | Window sills, size 150x75mm in Gr. 25 cement concrete reinforced with 2Nos of 12 mm dia. tor steel bars and 8mm mild steel stirrups @ 150mm c/c and rate shall include for reinforces & formwork. | m | 15.6
From 1st Floor Level to Roof
14 | Reinforced Cement Concrete (Gr. 25) in Column | m3 | 5.5
15 | Reinforced Cement Concrete (Gr. 25) in beam. | m3 | 18.3
Page total carried to the Collection Bellow
16 | Lintels size 150x200mm in Gr. 25 cement concrete reinforced with 4Nos of 10 mm dia. tor steel bars and 8 mm mild steel stirrups @ 150mm c/c and rate shall include for reinforcement & formwork. | m | 16
17 | Window sills, size 230x75mm in Gr. 25 cement concrete reinforced with 2Nos of 12 mm dia. tor steel bars and 8mm mild steel stirrups @ 150mm c/c and rate shall include for reinforces & formwork. | m | 25.2
18 | Window sills, size 150x75mm in Gr. 25 cement concrete reinforced with 2Nos of 12 mm dia. tor steel bars and 8mm mild steel stirrups @ 150mm c/c and rate shall include for reinforces & formwork. | m | 15.6
FORM WORK
| Formwork for concrete under ground level shall be of timber for all exposed concrete, use 15mm thick plywood sheets for slab bottoms, columns | Note
| Formwork centering and molds for concrete construction shall be of approved system to suit with the nature of this project and shall be erected true in line, levels and vertically for walls and columns and to the shapes and sizes required by the work, and shall be of suitable design and substantial and rigid construction so as to prevent deformation due to the placing and compacting of concrete and any incidental loading. All formwork and centering shall be so constructed that no grout shall leak out during concreting. | Note
| Formwork and centering shall be provided with adequate struts, braces, walling, ties and clamps so as to maintain the dimensions lines and levels shown on the drawings during the entire operation of placing and compacting the concrete and to prevent any sagging exceeding 3mm under the weight of wet concrete with any other super imposed loads which they would be subjected to during construction. | Note
| Formwork to column heads has been measured with slab and not enumerated separately. | Note
| The contractor shall provide sufficient formwork and molds to ensure adequate progress of work and the Employer's Representative may direct the contractor to provide at contractor's expense such additional formwork and molds as they may deem necessary if in his opinion the proper progress of the work is retarded by their absence. | Note
| Rates shall include for forming projections and chamfers. | Note
| Formwork has been measured as the net contact surface measurement between concrete and formwork. | Note
| Type of formwork shall be ply wood or steel with steel supporting system on concrete surfaces on removal of shuttering unless otherwise specified elsewhere. Rates for formwork shall include for all necessary measures to provide fine finish to the satisfaction of the Employer's Representative | Note
Page total carried to the Collection Bellow
| The bidder shall submit the method of statement detail of his proposal for formwork system prior to the work. | Note
Using 15 mm thick plywood and Class II timber joists and props including dismantling.
Up to DPC Level
19 | For sides of Column footing, and wall foundation beams | m2 | 128
20 | For sides of Column shaft | m2 | 33
21 | For sides of ground beam | m2 | 199
Form work with plywood sheet and Class II timber members including dismantling.
Above DPC Level to 1st Floor Level
22 | To side and soffits of beam | m2 | 161
23 | To sides of column | m2 | 87
24 | For soffit of Slab | m2 | 215
25 | to sides of slopping soffits and sides of risers and waist of Staircase | m2 | 30
Formwork with plywood sheet and Class II timber members including dismantling.
1st Floor Level to Roof
26 | To side and soffits of beam | m2 | 161
27 | To sides of column | m2 | 87
REINFORCEMENTS
| The size of reinforcement bars comply BS 4449 described in the drawing or elsewhere shall be the minimum size and the rolling margin and any other tolerance shall be wholly above this size. Hooks and laps have been measured and included with the quantities for reinforcements. | Note
| All reinforcement shall be free from mill scale, dirt, oil, paint, grease or loose rust before fixing in position and shall be brushed with a stiff wire brush if so directed by the Employer's Representative | Note
| Reinforcement shall be bent cold by applying a slow even pressure on an approved type of bending apparatus. | Note
| Re-bending of incorrectly bends bars shall not be attempted. | Note
Page total carried to the Collection Bellow
| Rates shall include for cutting, bending, fabricating, placing in position, holding and supporting including temporary fixing supports, hangers, binding wire spacers, stools and waste (Designed laps are included in quantities). | Note
| Rates shall include for working in difficult conditions. | Note
| The bidder is advised to refer the diameters of reinforcement steel to be used for this project and to be aware of the availability of relevant diameters and to price the item in the trade accordingly. | Note
High yield Steel and Mild Steel bar comply BS 4449 reinforcement in the following;
Tor steel reinforcement (to BS 4449 and characteristic strength fy = 460N/mm2)
Mild steel reinforcement (to BS 4449 and characteristic strength fy = 250N/mm2)
Up to DPC Level
Tor steel reinforcements as follows
28 | Tor Steel -10mm Diameter | kg | 330
29 | Tor Steel -12mm Diameter | kg | 500
30 | Tor Steel - 16mm Diameter | kg | 2000
Mild Steel reinforcement as follows
31 | Mild Steel - 8mm Diameter | kg | 600
BRC mesh fabric reinforcement ref A142 (weighing 2.2kg/m2) beneath floor bed with 6mm main and cross wires @200mm c/c and 200mm laps
32 | In ground floor slab | m2 | 216
Ground Floor To 1st Floor Level
33 | Tor Steel -12mm Diameter | kg | 4900
34 | Tor Steel - 16mm Diameter | kg | 3100
Mild Steel reinforcement as follows
35 | Mild Steel - 8mm Diameter | kg | 650
1st Floor Level to Roof level
Tor steel reinforcements as follows
36 | Tor Steel - 16mm Diameter | kg | 1900
Page total carried to the Collection Bellow
Mild Steel reinforcement as follows
37 | Mild Steel - 8mm Diameter | kg | 500
B | Page total carried to the Collection Bellow
COLLECTION
Total of Page4
Total of Page 5
Total of Page 6
Total of Page 7
Total of Page 8
B | TOTAL FOR CONCRETE WORK CARRIED TO SUMMARY
C | MASONRY WORK
| The bidders are requested to refer General Notes, Pricing Preambles, Drawings, Specifications, Conditions of Contract, Special Conditions of Contract and all other relevant documents prior to pricing of the following items. | Note
| Rates shall include for preparation of surfaces of floor slab, columns (steel or RCC) and wall surfaces for proper bonding. | Note
| Rate to include cost for all concrete stiffener columns & stiffener beams as per specification. | Note
Block Work
Walling; Concrete blocks, BS 2028 type A, solid, dense aggregate, average compressive strength 4N/sq mm
In Foundations
1 | 230mm thick cement sand solid block masonry cast in 1:6 cement sand mix and built with 1:4 cement sand mortar. Rate shall include for continuous curing for 7 days | m2 | 211
Ground Floor To 1st Floor Level
2 | 230mm thick cement sand solid block masonry cast in 1:6 cement sand mix and built with 1:5 cement sand mortar. Rate shall include for continuous curing for 7 days | m2 | 135
3 | 150mm thick cement sand solid block masonry cast in 1:6 cement sand mix and built with 1:5 cement sand mortar. Rate shall include for continuous curing for 7 days | m2 | 310
1st Floor Level to Roof Level
4 | 230mm thick cement sand solid block masonry cast in 1:6 cement sand mix and built with 1:5 cement sand mortar. Rate shall include for continuous curing for 7 days | m2 | 152
5 | 150mm thick cement sand solid block masonry cast in 1:6 cement sand mix and built with 1:5 cement sand mortar. Rate shall include for continuous curing for 7 days | m2 | 301
C | TOTAL FOR MASONRY WORK CARRIED TO SUMMARY
D | WATER PROOFING WORK
| The bidders are requested to refer General Notes, Pricing Preambles, Drawings, Specifications, Conditions of Contract, Special Conditions of Contract and all other relevant documents prior to pricing of the following items. | Note
| Waterproofing work to be carried out by a specialist waterproofing sub contractor. The contractor shall submit a 10 year guarantee for material and workmanship in the name of the Owner for waterproofing system in an internationally accepted format. | Note
| Contractor is supposed to furnish all technical details, samples and any other related literature available along with the quotations, to the Employer's Representative for his approva1J. | Note
| The bidder shall submit the most suitable water proofing system as specified to suit for different surfaces at location technically acceptable to the Employer's Representative | Note
| Rate shall include for complete work of water proofing including cleaning surfaces, making angle fillets at corners, necessary protective screeds, checking the area by ponding and total work required with the waterproofing system and as per the Employer's Representatives approval. | Note
| Applying of water proofing to walls up to a minimum height of 300mm from the floor. | Note
Ground Floor
1 | 1000 gauge polythene sheet as horizontal damp proof membrane under ground floor slab with fold side lapping | m2 | 216
2 | 230mm wide 20mm thick Damp-proof courses in 1:3 cement sand mortar finished with tropical High performance Felt. Rate shall include for laps at joints and angles. | m | 183
First Floor Washroom
3 | Waterproofing treatment using waterproofing slurry crystallization type in 0.8Kg/m2 per coat, pre wetting the surface and apply first coat of water proofing slurry in both direction and cure for 8 hrs and apply second coat and continuous curing for 3 days rate shall include for providing glass coat membrane to the floor wall/ wall corners minimum 150mm width in either side of corner | m2 | 45.5
D | TOTAL FOR WATER PROOFING WORK CARRIED TO SUMMARY
E | ROOF
| Supply, Fabricate, apply two coats of wood preservative and erection of hard wood swan timber roof frame as per the structural details and other specifications given in the detail drawings | Note
1 | 50x150 sawn timber in truss | m | 926
2 | 50x100mm sawn timber in truss | m | 312
3 | 50x150mm swan timber wall plate | m | 126
4 | 50x75mm swan timber purlin | m | 420
5 | Supply, and fix 4mm thick mils steel plates for the timber connections of trusses. Rate shall include for apply 2 coats of anticorrosive paint. | kg | 1500
6 | 12mm diameter nut and washers for timber connection of truss. Rate shall include for apply 2 coats of anticorrosive paint. | kg | 260
7 | Supply, and laying of 0.47 ZN/AL color bond roofing sheets with necessary screws as per manufacturers recommendation. | m2 | 350
8 | Supply, and laying of 0.47 ZN/AL color bond ridge capping (girth 600mm) with necessary screws. | m2 | 41
9 | Supply, and laying of 0.47 ZN/AL color bond Hip capping (girth 600mm) with necessary screws. | m2 | 5.7
10 | Supply, and laying of 0.47 ZN/AL color bond valley gutter (girth 600mm) with necessary screws. | m2 | 5.7
11 | Supply, and laying of 0.47 ZN/AL color bond sheet flashing on the gable wall top (Girth 1200mm) | m | 7
12 | supply and fixing of 25x225mm timer facia board (Valance board & barge board). Rate shall include for apply one coat of wood primer and 2 coats of enamel paint after preparation of the surface. | m | 82
13 | Supply, and laying of 0.47 ZN/AL color bond Gutters (girth470mm) | m | 76
14 | Supply, and laying of 0.47 ZN/AL color bond down pipes, 100x100mm | m | 104
E | TOTAL FOR ROOF WORK CARRIED TO SUMMARY
F | DOORS AND WINDOWS
ALUMINIUM WINDOWS
| Fabrication and fixing of all aluminum components shall be carried out by experienced tradesman. The Contractor shall submit particulars of aluminum fabricator to the Employer's Representative for approval. | Note
| The Contractor will be required to provide a guarantee on material and workmanship for a period of 08 years from the date of handing over of works in the form required by the Employer as binding the aluminum manufacturer and the Contractor jointly and separately. | Note
| Shop drawings for fabrication of doors, windows, fan lights and all aluminum fabrication should be submitted to Architect / Employer's Representative for approval before the fabrication. | Note
| Rates shall include for | Note
1. Glass and Glazing.
2. All necessary aluminum Furniture.
3. Preparing and submitting shop drawings.
4. Furnishing guarantee as requested by the Employer's Representative.
5. Sampling and submission of test reports to Employer's Representative.
6. Supplying and pasting sand blast sticker.
7. 4mm thick Aluminum composite cladding sheet for paneling.
| 60 - 80 microns powder coated Aluminum extrusions to be used in windows and fanlights. | Note
| 6mm thick clear glass to be used for door and window glass panels and 5mm thick 'Pinheaded' or 'Frosted glass' to be used for Fanlights. | Note
| All the aluminum extrusions, furniture, door closer and all the accessories should be approved by the Employer's Representative. | Note
| All doors, windows and fanlight shall be fixed complete as per detail drawings. | Note
Ground Floor Level
1 | Supply, fabricate and fixing of fully glazed powder coated aluminum sliding window type W01 overall size 2000mmx2000mm, alternative sashes to be fixed and other alternatives to be sliding, comprising 70mm (1.6mm thick) aluminum frame with glazed panels. Complete with approved quality aluminum casement fasteners, rollers, gaskets, guides necessary accessories & another necessary to complete the work. | Nos. | 12
Page total carried to the Collection Bellow
2 | Supply, fabricate and fixing of fully glazed powder coated aluminum sliding window type W05 overall size 2000mmx1200mm, alternative sashes to be fixed and other alternatives to be sliding, comprising 70mm (1.6mm thick) aluminum frame with glazed panels. Complete with approved quality aluminum casement fasteners, rollers, gaskets, guides and other necessary accessories . | Nos. | 1
3 | Supply, fabricate and fixing of fully glazed, powder coated aluminum sliding window type W03 overall size 1000mmx1000mm, alternative sashes to be fixed and other alternatives to be sliding, comprising 70mm (1.6mm thick) aluminum frame with glazed panels. Complete with approved quality aluminum casement fasteners, rollers, gaskets, guides and other necessary accessories. | Nos. | 6
First Floor Level
4 | Supply, fabricate and fixing of fully glazed powder coated aluminum sliding window type W01 overall size 2000mmx2000mm, alternative sashes to be fixed and other alternatives to be sliding, comprising 70mm (1.6mm thick) aluminum frame with glazed panels. Complete with approved quality aluminum casement fasteners, rollers, gaskets, guides necessary accessories & another necessary to complete the work. | Nos. | 13
5 | Supply, fabricate and fixing of fully glazed, powder coated aluminum sliding window type W03 overall size 1000mmx1000mm, alternative sashes to be fixed and other alternatives to be sliding, comprising 70mm (1.6mm thick) aluminum frame with glazed panels. Complete with approved quality aluminum casement fasteners, rollers, gaskets, guides and other necessary accessories. | Nos. | 6
DOORS
45mm thick hard wood, Mninga or equivalent timber single sash Paneled doors with 145x45mm hard wood timber frame, 145x45mm transom for 5mm thick fixed glazed panel on top as per the design. Rate shall include for 15mm thick architraves and finished with one coat of wood primer and 2 coats of approved color matt enamel paint.
In Ground Floor
6 | Door Type D02, Single leaf door, overall size 900 x 3150mm. |  | 6
7 | Door Type D03, Single leaf door, overall size 800 x 3150mm. |  | 7
In First Floor
8 | Door Type D02, Single leaf door, overall size 900 x 3150mm. |  | 6
9 | Door Type D03, Single leaf door, overall size 800 x 3150mm. |  | 7
Page total carried to the Collection Bellow
Iron Monger
In Ground Floor
10 | Supply and fix mortice type double lever door lock -UNION or equivalent |  | 7
11 | Supply and fix mortice type toilet door lock with indicator -UNION or Equivalent |  | 6
12 | Supply and fix 150x100mm heavy duty brass but hinges with necessary brass screws- Oxford or equivalent |  | 39
13 | 150mm ling heavy duty brass barrel bolt with necessary brass screws- Oxford or equivalent |  | 14
14 | 25 mm diameter rubber door stopper plugged and screwed to tiled floor. |  | 13
15 | Hydraulic cylinder door closer SOLEX brand or equivalent |  | 7
In First Floor
16 | Supply and fix mortice type double lever door lock -UNION or equivalent |  | 7
17 | Supply and fix mortice type toilet door lock with indicator -UNION or Equivalent |  | 6
18 | Supply and fix 150x100mm heavy duty brass but hinges with necessary brass screws- Oxford or equivalent |  | 39
19 | 150mm ling heavy duty brass barrel bolt with necessary brass screws- Oxford or equivalent |  | 14
20 | 25 mm diameter rubber door stopper plugged and screwed to tiled floor. |  | 13
21 | Hydraulic cylinder door closer SOLEX brand or equivalent |  | 7
Safety Iron Grills for Windows
Supply, fabricate and fix safety grill with MS RHS to window opening complete with all necessary ironmongery, including welding together all members as per Architects details, ground to smooth finish, painted with 2 coats of anticorrosive paint and 2 coats of oil paint
Ground Floor Level
22 | Supply, fabricate and fixing for window type W01 overall size 2000mmx2000mm as per the typical detail drawing. | Nos. | 12
23 | Supply, fabricate and fixing for window type W02 overall size 2000mmx1200mm as per the typical detail drawing. | Nos. | 1
Page total carried to the Collection Bellow
24 | Supply, fabricate and fixing for window type W03 overall size 1000mmx1000mm as per the typical detail drawing. | Nos. | 6
First Floor Level
25 | Supply, fabricate and fixing for window type W01 overall size 2000mmx2000mm as per the typical detail drawing. | Nos. | 13
26 | Supply, fabricate and fixing for window type W03 overall size 1000mmx1000mm as per the typical detail drawing. | Nos. | 6
27 | Supply, fabricate and fixing 1.2mm thick stainless steel pipe hand rails for staircase and Balcony with 50mm Diameter top rail, 40mm Diameter bottom rail, 40mm Diameter uprights @ 1200mm Cts, 25mm diameter intermediate verticals @ 150mm Cts. and side holding rail, complete as per the detail drawings. Rate shall include for all necessary fixing rag bolts, plates, collars etc. | m | 35
Page total carried to the Collection Bellow
COLLECTION
Total of Page 12
Total of Page 13
Total of Page 14
Total of Page 15
F | TOTAL FOR DOORS AND WINDOWS CARRIED TO SUMMARY
G | FLOOR, WALL AND CEILING FINISHES
PLASTERING
| Rates for plastering shall includes for forming doors and windows reveals. | Note
| Rates for plastering between different surfaces shall include for spandex metal lathing to avoid any cracks between different surfaces. | Note
| Rate shall include for the "V" grove to separate tile and plaster. | Note
Internal Plaster
Ground Floor
1 | 16 mm thick plaster 1:4 cement and sand mix smooth finished with minimum 1mm thick acrylic wall putty to make plane smooth surface. | m2 | 550
Wall Tiles
| Tiles fixed to walls with polymer based tile adhesive and grooves to be tilled with approved tile grout matching color, at the vertical outward corner joints tile edges to be cut into 45 degree to finish 90degree corner complete all in accordance with the Employer's Representative instruction and drawings | Note
1 | Supply and fixing of 200mmX300mm glazed ceramic wall tiles approved made using polymer based tile adhesive approved by the Employer's Representative on Cement Plastered walls in toilets | m2 | 106
1st Floor
3 | 16 mm thick plaster 1:4 cement and sand mix smooth finished with minimum 1mm thick acrylic wall putty to make plane smooth surface. | m2 | 625
Wall Tiles
| Tiles fixed to walls with polymer based tile adhesive and grooves to be tilled with approved tile grout matching color, at the vertical outward corner joints tile edges to be cut into 45 degree to finish 90degree corner complete all in accordance with the Employer's Representative instruction and drawings | Note
4
| Supply and fixing of 200mmX300mm glazed ceramic wall tiles approved made using polymer based tile adhesive approved by the Employer's Representative on Cement Plastered walls in toilets | m2 | 106
External Plaster
Below DPC level
5 | 20mm thick plinth plaster in 1:3 cement and sand mix finish smooth with color cement grout on perimeter wall of the pavement. | m2 | 44
Ground Floor
6 | 16 mm thick plaster in 1:4 cement and sand mix finished semi rough to the walls. | m2 | 350
Page total carried to the Collection Bellow
1st Floor
7 | 16 mm thick plaster in 1:4 cement and sand mix finished semi rough to the walls. | m2 | 300
Floor Tiles
| The Bidders are requested to refer General Notes, Pricing Preambles, Drawings, Specifications, Conditions of Contract, Special Conditions of Contract and all other relevant documents prior to pricing of the following items. | Note
| Sample should be summited for approval of the Architect/ Employer's Representative | Note
| Rates shall include for preparation of surfaces for proper bonding. | Note
| Rate shall include for measures to provide suitable bonding between different surfaces such as concrete and brick/block surfaces as per specification. Rates shall also include for all tile specials such as corners, edges etc. | Note
| Rates shall include for cutting tiles and 45 degrees chamfering at corner joints wherever necessary. | Note
| Rate for tiling shall include for providing acceptable adhesive and/or suitable cement in an approved quality which has no effect to the properties of tiles. | Note
Ground Floor
8 | Supply & lay Matt Homogeneous porcelain Floor Tiles 600mm x 600mm in size, Grade "A" and approved color, laid on 12mm thk 1:2 cement sand bedding using polymer based tile adhesive approved by the Employer's Representative | m2 | 205
9 | Supply & laying of Non-Skid Homogeneous ceramic Floor Tiles for toilet 400mm x 400mm in size, Grade "A" and approved color, laid on 12mm thk 1:2 cement sand bedding using polymer based tile adhesive approved by the Employer's Representative | m2 | 27
10 | Supply & lay Matt Homogeneous porcelain Floor Tiles on 150mm high skirting with 600mm x 600mm in size, Grade "A" and approved color, laid on 12mm thk 1:2 cement sand bedding using polymer based tile adhesive approved by the Employer's Representative | m | 190
1st Floor
11 | Supply & lay Matt Homogeneous porcelain Floor Tiles 600mm x 600mm in size, Grade "A" and approved color, laid on 12mm thk 1:2 cement sand bedding using polymer based tile adhesive approved by the Employer's Representative | m2 | 205
12 | Supply & laying of Non-Skid Homogeneous ceramic Floor Tiles for toilet 400mm x 400mm in size, Grade "A" and approved color, laid on 12mm thk 1:2 cement sand bedding using polymer based tile adhesive approved by the Employer's Representative | m2 | 27
Page total carried to the Collection Bellow
13 | Supply & lay Matt Homogeneous porcelain Floor Tiles on 150mm high skirting with 600mm x 600mm in size, Grade "A" and approved color, laid on 12mm thk 1:2 cement sand bedding using polymer based tile adhesive approved by the Employer's Representative | m | 190
Ceiling Finish
Ground Floor
14 | 10 mm thick plastering to R.C.C. beams, slab soffit in cement and sand 1:3 including floating smooth finished with acrylic wall putty. | m2 | 235
1st Floor
15 | Supply and Fixing 6mm thick cement fiber board internal ceiling fixed with 50x50mm sawn soft wood, treated with pressure impregnated preservative frame work (600x1200mm panels) hang to roof structure steadily @ 1200mm interval both ways. Rate shall include to complete with 90x13mm gypsum cornice forming curved junction at wall with approved adhesive and nails, etc. | m2 | 235
16 | Supply and Fixing 6mm thick cement fiber board external ceiling fixed with 50x50mm sawn soft wood, treated with pressure impregnated preservative frame work (600x1200mm panels) hang to roof structure steadily @ 1200mm interval both ways. Rate shall include to complete with 90x13mm gypsum cornice forming curved junction at wall with approved adhesive and nails, etc. | m2 | 70.5
Page total carried to the Collection Bellow
COLLECTION
Total of Page 16
Total of Page 17
Total of Page 18
G | TOTAL FOR FLOOR, WALL AND CEILING FINISHES CARRIED TO SUMMARY
H | PAINTING AND DECORATION
| The Bidders are requested to refer Bill of Quantities, General Notes, Pricing Preambles, Drawings, Conditions of Contract, and all other relevant documents prior to pricing of the following items. | Note
| Internal painting (master pallet) shall be acrylic based emulsion in an approved manufacture (Gold Star, Sandolin or equivalent) paint and color to suit with the environment, climate and location of this project. | Note
| External painting (master pallet) shall be exterior quality, weather shield, texture base in an approved manufacture (Gold Star, Sandolin or equivalent) paint and color to suit with the environment, climate and location of this project. | Note
| Rate for painting shall include for painting to door and window reveals. | Note
| Color of the paint shall be approved by Employer's representative | Note
Internal Painting
| Rate shall include for applying wall putty to smooth the surface | Note
Ground Floor
1 | Prepare plaster surfaces of wall, columns, beams and projections and apply one coat of filler and two coats of emulsion paint as per manufacture's instruction. | m2 | 550
2 | Prepare plaster surfaces of on soffit of first floor slab and sides and soffit of exposed beams and staircase. and apply one coat of filler and two coats of emulsion paint as per manufacture's instruction. | m2 | 235
1st Floor
3 | Prepare plaster surfaces of wall, columns, beams and projections and apply one coat of filler and two coats of emulsion paint as per manufacture's instruction. | m2 | 625
4 | Prepare plaster surfaces of on external & internal ceiling and apply one coat of filler and two coats of emulsion paint as per manufacture's instruction. | m2 | 306
External Painting
Ground Floor
5 | Prepare plasterer surfaces of all faces of walls columns, beams and projections and apply one coat of exterior primer/sealer, two coats of weather shield paint as per manufacturer instruction. | m2 | 350
1st Floor
6 | Prepare plasterer surfaces of all faces of walls columns, beams and projections and apply one coat of exterior primer/sealer, two coats of weather shield paint as per manufacturer instruction. | m2 | 300
Page total carried to the Collection Bellow
7 | Prepare surfaces of barge and facia boards and apply one coat of aluminum wood primer and two coats of approved color enamel paint. | m2
Page total carried to the Collection Bellow
COLLECTION
Total of Page 19
Total of Page 20
H | TOTAL FOR PAINTING AND DECORATION CARRIED TO SUMMARY
J | PLUMBNG/SANITARY INSTALLATIONS
| The Bidder is requested to refer the Preamble Notes, General Notes, drawings, Specifications, Conditions of Contract, special conditions of contract and other relevant document prior to pricing of the following items. | Note
This trade include the following works:
| a.) Sanitary fittings, toilet accessories | Note
b.) Water supply
c.) External sewerage and waste water disposal (up to the nearest sewer manhole).
d). Internal drainage (up to the nearest first manhole).
| Rate shall include for insurance during handling, rehandling, transport, storage, delivery to the point of installation and until handing over. | Note
| All taps and valves shall be "PEX", or equivalent to the approval of the Employer's Representative. | Note
Supply and Install Sanitary fittings and Toilets Accessories
| All water Sanitary fittings to be in original make in an approved colors otherwise specified. | Note
| All pipes to be fixed to the soffit to be with necessary fixing accessories and pipe supports etc., to the approval of the Employer's Representative. | Note
| Rates for Flexible hose measured with fittings shall include with the rate of each item | Note
| Rate are to include for screws nails pipe hooks saddles branches sockets connection short lengths back nuts, nipples & the like & holes chasing etc. & making good in all trades & all necessary excavation & back filling. | Note
| Good quality PPR pipes shall be used for hot and cold water supply, comply with IS 15801, BS4991, BS6920. | Note
All waste water and sewer pipes shall be UPVC. Pipes & fittings shall comply with the latest BS 4514: 1984, BS 3505 & BS 4316 -1.
| Any specials water supply & drainage fittings such as bends, tees, reducers etc. unless otherwise stated separately in the BOQ shall be deemed to have been included in relevant items & should accordingly be rated to include for such special fittings & for any extra works involved in the satisfactory completion of such items. | Note
Supplying & fixing American Standard or Equivalent Vitreous China floor standing wash basin (white color) having nominal size of (575x450mm ) with universal height pedestal of floor to Rim height 825mm, over flow hole and single tap hole in center, Rate shall include for pedestal, stainless steel flexible hose Stainless steel mixer pillar tap, 1/2" dia Chromium plated brass angle valve and wash basin fixing kit.
1 | In Ground Floor | Nos. | 6
2 | In First Floor | Nos. | 6
Supplying & fixing, American Standard or Toto or Equivalent Vitreous china floor mounted close coupled, Water Closet (toilet) suite with wash down 6/3 litter dual flushing. Has a horizontal outlet and cistern with water inlet from bottom. Complete with Seat, Seat cover and concealed trap. Also providing bidet spray, Chromium plated brass angle valve, stainless steel flexible hose.
3 | In Ground Floor | Nos. | 6
4 | In First Floor | Nos. | 6
Mirror over basin 600mmx 600mm as specified comprising with silvered float glass mirror with slight rounded edges free from effect of wavy image French polished vitreous China clips and plugs fixed to wall sizes as per detail drawing.
5 | In Ground Floor | Nos. | 6
6 | In First Floor | Nos. | 6
Soap tray (vitreous china) fixed to wall with fiber plugs and brass screws.
7 | In Ground Floor | Nos. | 6
8 | In First Floor | Nos. | 6
Supplying & fixing chromium plated brass 1/2" diameter Bib Tap
9 | In Ground Floor | Nos. | 6
10 | In First Floor | Nos. | 6
Supplying & fixing hand bidet spay
11 | In First Floor | Nos. | 6
12 | In Ground Floor | Nos. | 6
Supplying & fixing chromium plated brass towel Rail
13 | In Ground Floor | Nos. | 6
14 | In First Floor | Nos. | 6
Supply and fix surface mounted stainless steel hand paper towel dispenser with paper to wall.
15 | In Ground Floor | Nos. | 6
16 | In First Floor | Nos. | 6
Page total carried to the Collection Bellow
Supply and fix 150mm dia stainless steel rain shower with mixing valve and complete with all necessary special and accessories
17 | In Ground Floor | Nos. | 6
18 | In First Floor | Nos. | 6
Cold and Hot Water Distribution System
| Rates for all pipes shall include for pipes supports, saddles, clips, screws, nails, hardware fixing, jointing, materials cutting holes, chasing in brick work, concrete etc., and making good the same in all trades and under ground piping all necessary excavation, backfilling, planking and strutting, concrete bedding and hunching, dewatering and disposal of surplus material as directed. The proposal for pipe fixing method to be submitted for prior approval of the Employer's Representative | Note
| Rates for pipes shall include for burying in ground or walls or clipping to wall and all pipe supports fixed to under side of the soffits as required and for pipe fittings such as bends, tees, "Y" junctions, reducers, inspection openings, stop ends, etc., as required. | Note
| Rate for pipes shall include for all pipe fittings and pipe hanging system. | Note
| All pipe and fittings as per Specification and standard. | Note
| Rate shall include for connecting the pipes to the existing pipes vertical stacks with all necessary specials | Note
| Rate shall include for carryout pressure test according to BS - EN-806 after completing the plumbing work | Note
Supply and lay/Fix 25 mm dia PPR Pipe with specials.
19 | In Ground Floor | m | 120
20 | In First Floor | m | 120
Supply and fix 25 mm dia Brass Gate valve
21 | In Ground Floor | Nos. | 12
22 | In First Floor | Nos. | 12
Waste Water Disposal System
| UPVC pipes and fittings to conform BS 4660, BS 5481, BS 4576, BS 3943, BS 4514 and BS 5255 wherever applicable to satisfy the specification and as per drawings. | Note
| Rates for all pipes to be fixed to the soffit with suitable pipe supports and with necessary fixing accessories etc., to the approval of the Employer's Representative | Note
Page total carried to the Collection Bellow
| Rates for all piping shall include for pipe supports, saddles, clips, screws, nails, hardware fixing and jointing materials cutting holes, chasing in brick work, concrete etc., and making good the same in all treads. Rates for under-ground piping shall include for all necessary excavation and backfilling, planking and strutting, concrete bedding and disposal of surplus materials as directed. | Note
| Rates for pipes shall include for pipe supports fixed to soffits, walls or clipping to walls as required and for pipe fittings such as bends, tees, Y junctions, reducers, inspection, opening, stops ends, etc., as required. | Note
| All waste in vertical stacks shall be in suitable type to bear the pressure | Note
| Rates for all underground pipes shall include for all excavation, laid to gradient filling with selected materials and encasing the pipes with concrete as required. | Note
| uPVC pipe and fitting as per detail drawing | Note
| Rate shall include for connecting the pipes to the existing pipes vertical stacks with all necessary specials | Note
Waste water pipes
63mm dia waste pipe type 600 uPVC pipe
23 | In Ground Floor | m | 6
24 | In First Floor | m | 24
50mm dia waste pipe type 600 uPVC pipe
25 | In Ground Floor | m | 18
26 | In First Floor | m | 18
150x150mm PVC gully with stainless steel grating
27 | In Ground Floor | Nos. | 6
28 | In First Floor | Nos. | 6
Sewer Disposal System
| Sewer disposal system has been measured up to the nearest first manhole. All work beyond the first manhole has been measured under drainage and storm water disposal trade. | Note
| Rates for pipes shall include for all pipe fittings such as bends, tees, reducers, connectors cleaning | Note
| point, etc., and inspection openings as necessary for total completion of the work. | Note
| Rates for pipes shall include for fixing arrangements with clips and/or pipe supports. The bidder shall submit his proposal for pipe supports/ fixing system as per specification to the approval of the Employer's Representative | Note
Page total carried to the Collection Bellow
| Rates for all underground pipes shall include for all excavation, laid to gradient filling with selected materials, encasing the pipes with concrete as required and laying warning tape . | Note
| Rate shall include for connecting the pipes to the existing vertical stacks with all necessary specials | Note
Sewer pipes
110mm dia sewer pipe type 600 uPVC pipe
29 | In Ground Floor | m | 15
30 | In First Floor | m | 33
160mm dia sewer pipe type 600 uPVC pipe
31 | In Ground Floor | m | 20
32 | In First Floor | m
110mm dia uPVC vent cowl fixed above roof
33 | In Second Floor | Nos. | 15
34 | Supply, install, test and commission solar water heating system on the roof with 300L capacity reservoir complete with solar panels and mounting accessories to be installed in series connections. | Nos. | 2
Page total carried to the Collection Bellow
COLLECTION
Total of Page 22
Total of Page 23
Total of Page 24
Total of Page 25
J | TOTAL FOR PLUMBNG / SANITARY INSTALLATIONS CARRIED TO SUMMARY
K | AIR CONDITIONING AND VENTILLATION SYSTEM
GROUND FLOOR
Single Split Air Conditioning System
1 | Supply, Installation of Single split Wall Mounted Type air conditioning units, LG or Equivalent, manufactured confirming ISO 9001 & 14001 certification, UL registration complete with air cooled condensing units with refrigerant R410A , comprises of inverter driven compressors, remote controller etc. | Nos. | 6
Capacity - 12000BTU (3.6KW)
2 | Supply and fixing of insulated refrigerant Cu pipe lines with all accessories. | m | 30
Supply, install, test and commission condensate drainage PVC pipes complete with associated fittings i.e. tees, elbows reducers etc so as to make the system work perfectly.
3 | Drain pipe 25mm diameter | m | 30
4 | Drain pipe 32mm diameter | m | 50
5 | Supply and install the mounting brackets, supports and other fittings for outdoor unit | Nos. | 6
FIRST FLOOR
Single Split Air Conditioning System
Supply, Installation of Single split Wall Mounted Type air conditioning units, LG or Equivalent, manufactured confirming ISO 9001 & 14001 certification, UL registration complete with air cooled condensing units with refrigerant R410A , comprises of inverter driven compressors, remote controller etc.
6 | Capacity - 12000BTU (3.6KW) | Nos. | 6
7 | Supply and fixing of insulated refrigerant Cu pipe lines with all accessories. | m | 30
8 | Supply, install, test and commission condensate drainage PVC pipes complete with associated fittings i.e. tees, elbows reducers etc so as to make the system work perfectly.
| Drain pipe 25mm diameter | m | 30
9 | Drain pipe 32mm diameter | m | 50
10 | Supply and install the mounting brackets, supports and other fittings for outdoor unit | Nos. | 6
K | TOTAL FOR AIR CONDITION AND VENTILATION SYSTEM CARRIED TO SUMMARY
SUMMARY OF BILL 2.1 BLOCK A1 OF SELF ACCOMMODATION BUILDING
A | EXCAVATION AND EARTH WORK
B | CONCRETE WORK
C | MASONRY WORK
D | WATER PROOFING WORK
E | ROOF
F | DOORS AND WINDOWS
G | FLOOR, WALL AND CEILING FINISHES
H | PAINTING AND DECORATION
J | PLUMBNG/SANITARY INSTALLATIONS
K | AIR CONDITIONING AND VENTILLATION SYSTEM
TOTAL OF BILL NO 2.1 - BLOCK A1 CARRIED TO SELF ACCOMMODATION BUILDING SAMMARY

## 2.2 Block A2
BILL NO 2.2 - SELF-CONTAINED ACCOMMODATION BUILDING - BLOCK A2
ITEM NO. | DESCRIPTION | UNIT | QTY | RATE (TZS) | AMOUNT (TZS)
A | EXCAVATION AND EARTH WORK
| The Bidders are requested to refer the General Notes, Pricing Preambles, Drawings, Specifications, Conditions of Contract, Special Conditions of Contract and all other relevant documents prior to pricing of the following items. | Note
| Rates shall include for any working space as required by the contractor. | Note
| Rates shall include for Excavating and removing roots surfaces including all metals | Note
| Dewatering and earth work supports shall not be measured separately. (Rate shall include for cost of dewatering and earth work support, if necessary) | Note
| The bidder is requested to check ground water level and soil investigation report, limitation of transport, limitation of site, conditions of the existing road for possibility of transportation of heavy equipment etc., prior to pricing this section of work. | Note
| The contractor shall arrange and obtain necessary permission from authorities for disposal and dumping of earth. | Note
| Rates shall include for removal and disposal of any obstructions, such as artificial structure and rock boulders et1B., during excavation if encountered. | Note
Earthwork Support
| Rate to include the cost of Earth work supporting system to be carried out only on the instruction of the Employer's Representative depending on the nature of the soil. | Note
The contractor shall design and carry out the most suitable earthwork support system capable of achieving the specified technical requirement and in consideration of ground water level, soil condition, other buildings and structures situated close to the site. The Tenderer shall submit his proposal in detail with necessary calculations, method, type of equipment/plant, propose to use and shop drawings etc., along with the bid for the approval of the Employer's Representative
Filling & Compaction
Approved earth shall mean filling materials that comply to the following:
(a) The earth shall be free of vegetation, a roots, boulders, easily decomposable materials, chemicals, industrial waste, plastic et1B.
(b) The maximum size of particle shall not exceed 75 m1K.
(c) The earth shall be well graded and the silt and clay (fines) content shall not be more than 25%.
(d) The standard proctor density shall be grater than 1.70 g/cm3.
Site Preparation
1 | Clearing site vegetation including top soil removing for maximum 150mm, compacting and disposal of all surplus excavated material away from the site as directed and site clearing shall be covered the area where 3000mm beyond the building. (contractor shall visit the site & assert the actual work involve) | m2 | 450
Excavation
2 | Excavation of foundation for Column / wall in any material other than rock requiring blasting depth not exceeding 1.5m. Rate shall include for compacting the bottom of excavation, part return fill to excavation and rammed, surplus disposed off site as directed. | m3 | 140
3 | Excavation for foundation in rock requiring blasting. Rate shall include for compacting the bottom of excavation, part return fill to excavation and rammed, surplus disposed off site as directed. | m3 | 20
Filling
4 | Approved imported hard earth (Gravel) filling including levelling, watering and compacting in 150mm layers between foundation of walls up to DPC level with 98% compaction. (Payment shall be made for compacted volume) | m3 | 97
5 | Approved available hard earth filling (selected excavated soil) including levelling, watering and compacting in 150mm layers around the building with 98% compaction. (Payment shall be made for compacted volume) | m3 | 92
6 | Approved available hard earth filling including levelling, watering and compacting in 150mm layers between foundation of walls up to DPC level with 98% compaction. (Payment shall be made for compacted volume) | m3 | 97
7 | 200mm thick hardcore filling blinded with sand (50mm Thick) to receive damp proof membrane (measured separately) | m2 | 216
| For Anti termite treatment- The chemical shall be of approved by the Employer's Representative. Aldrin 0.50% solution or other equal and approved anti-termite treatment applied at a rate of 7 liters per square meter. | Note
| The chemical to be sprayed on soil surface and injected in to the filling by drilling treated surface to be covered by polythene membrane within 24hrs of treatments | Note
8 | Anti-termite treatment shall be done by a specialized sub-contractor in accordance with the manufacture's specification and to the approval of Consultant by specialize sub-contractor. It is needed to produce warrantee certificate from professional anti termite sub contractor for minimum 10 Years. | m2 | 150
A | TOTAL FOR EXCAVATION AND EARTH WORK CARRIED TO SUMMARY
B | CONCRETE WORK
| The bidders are requested to refer General Notes, Pricing Preambles, Drawings, Specifications, Conditions of Contract, Special Conditions of Contract and all other relevant documents prior to pricing of the following items. | Note
| Rate shall include for depositing, handling, hoisting into position, vibrating, curing etc. and making good after removal of formwork etc. | Note
| All Concrete Works shall comply to the specifications, filled into formwork and well packed around reinforcement. | Note
| Rate shall include for supplying and laying of gauge 1000 polythene on ground, where concrete is in direct contact with ground, before pouring concrete unless other wise measured separately. | Note
| Coarse aggregate should be granite material. Metal to be used shall be granite comply to the specification. | Note
| Fine aggregate shall be river sand | Note
| Rate for concreting columns, walls shall include for kickers and cover blocks. | Note
Measurement of Slabs & Walls
| Slab concrete include that part of beam to a depth of largest adjacent slab thickness. | Note
| Concrete work related to Ramps has been measured separately and slopes have not been indicated. Slopes shall be as shown in the drawings. | Note
| Contractor shall ensure that all contacting surfaces including reinforcement dowels left out for bonding purposes is free from any organic or artificial material which can be a hindrance to achieve specified properties in the Drawings and Specifications. | Note
| Rates for lean concrete shall include for preparation of bottom of excavation prior to pouring of lean concrete. | Note
| Contractor shall ensure that the top of the lean concrete layer shall be finished semi rough for waterproofing layer. Rate for lean concrete shall include for waterproofing layer unless measured separately. | Note
| Rates for formwork shall include for control joints, isolation joints wherever specified and required according to the drawings and specifications. | Note
| Rate for concrete shall include for construction joint, isolation joint, expansion joint, with dowel bars, end cap and compressible filler with sealant on top as per drawing. | Note
| Rates for concrete shall include all necessary tests by an Authority acceptable to the Employer's Representative | Note
| Rates for concrete shall include all necessary equipment which are required for concreting. Rate shall include for continuous curing for 7 days. | Note
| Reinforcement & Form work paid for separately unless otherwise specified in the item. | Note
Up to DPC Level
Plain Cement Concrete
1 | 50mm thick plain In-situ Concrete; Nominal Grade 20, mix ratio 1:2:4(20mm) or appropriate with 20 mm aggregates wall and column foundations. | m2 | 180
Reinforced Cement Concrete
Nominal Grade 25, mix ratio 1:1.5:3 (20mm) or appropriate
2 | Reinforced Cement Concrete (Gr.25) in Column Footing | m3 | 17
3 | Reinforced Cement Concrete (Gr. 25) in Columns | m3 | 2.1
4 | Reinforced Cement Concrete (Gr. 25) in trench foundation of wall | m3 | 28.4
4 | Reinforced Cement Concrete (Gr. 25) in Ground beam. | m3 | 18.3
6 | 100mm thick Floor Concrete in Gr 25 | m2 | 216
Above DPC Level to 1st Floor Level
7 | Reinforced Cement Concrete (Gr. 25) in Column | m3 | 5.5
8 | Reinforced Cement Concrete (Gr. 25) in beam. | m3 | 19
9 | Reinforced Cement Concrete (Gr. 25) in Staircase. | m3 | 4
10 | Reinforced Cement Concrete (Gr. 25) in 150mm thick Slab. | m2 | 201
11 | Lintels size 150x200mm in Gr. 25 cement concrete reinforced with 4Nos of 10 mm dia. tor steel bars and 8 mm mild steel stirrups @ 150mm c/c and rate shall include for reinforcement & formwork. | m | 16
12 | Window sills, size 230x75mm in Gr.25 cement concrete reinforced with 2Nos of 12 mm dia. tor steel bars and 8mm mild steel stirrups @ 150mm c/c and rate shall include for reinforces & formwork. | m | 25.2
13 | Window sills, size 150x75mm in Gr. 25 cement concrete reinforced with 2Nos of 12 mm dia. tor steel bars and 8mm mild steel stirrups @ 150mm c/c and rate shall include for reinforces & formwork. | m | 15.6
From 1st Floor Level to Roof
14 | Reinforced Cement Concrete (Gr. 25) in Column | m3 | 5.5
15 | Reinforced Cement Concrete (Gr. 25) in beam. | m3 | 18.3
Page total carried to the Collection Bellow
16 | Lintels size 150x200mm in Gr. 25 cement concrete reinforced with 4Nos of 10 mm dia. tor steel bars and 8 mm mild steel stirrups @ 150mm c/c and rate shall include for reinforcement & formwork. | m | 16
17 | Window sills, size 230x75mm in Gr. 25 cement concrete reinforced with 2Nos of 12 mm dia. tor steel bars and 8mm mild steel stirrups @ 150mm c/c and rate shall include for reinforces & formwork. | m | 25.2
18 | Window sills, size 150x75mm in Gr. 25 cement concrete reinforced with 2Nos of 12 mm dia. tor steel bars and 8mm mild steel stirrups @ 150mm c/c and rate shall include for reinforces & formwork. | m | 15.6
FORM WORK
| Formwork for concrete under ground level shall be of timber for all exposed concrete, use 15mm thick plywood sheets for slab bottoms, columns | Note
| Formwork centering and molds for concrete construction shall be of approved system to suit with the nature of this project and shall be erected true in line, levels and vertically for walls and columns and to the shapes and sizes required by the work, and shall be of suitable design and substantial and rigid construction so as to prevent deformation due to the placing and compacting of concrete and any incidental loading. All formwork and centering shall be so constructed that no grout shall leak out during concreting. | Note
| Formwork and centering shall be provided with adequate struts, braces, walling, ties and clamps so as to maintain the dimensions lines and levels shown on the drawings during the entire operation of placing and compacting the concrete and to prevent any sagging exceeding 3mm under the weight of wet concrete with any other super imposed loads which they would be subjected to during construction. | Note
| Formwork to column heads has been measured with slab and not enumerated separately. | Note
| The contractor shall provide sufficient formwork and molds to ensure adequate progress of work and the Employer's Representative may direct the contractor to provide at contractor's expense such additional formwork and molds as they may deem necessary if in his opinion the proper progress of the work is retarded by their absence. | Note
| Rates shall include for forming projections and chamfers. | Note
| Formwork has been measured as the net contact surface measurement between concrete and formwork. | Note
| Type of formwork shall be ply wood or steel with steel supporting system on concrete surfaces on removal of shuttering unless otherwise specified elsewhere. Rates for formwork shall include for all necessary measures to provide fine finish to the satisfaction of the Employer's Representative | Note
Page total carried to the Collection Bellow
| The bidder shall submit the method of statement detail of his proposal for formwork system prior to the work. | Note
Using 15 mm thick plywood and Class II timber joists and props including dismantling.
Up to DPC Level
19 | For sides of Column footing, and wall foundation beams | m2 | 128
20 | For sides of Column shaft | m2 | 33
21 | For sides of ground beam | m2 | 199
Form work with plywood sheet and Class II timber members including dismantling.
Above DPC Level to 1st Floor Level
22 | To side and soffits of beam | m2 | 161
23 | To sides of column | m2 | 87
24 | For soffit of Slab | m2 | 215
25 | to sides of slopping soffits and sides of risers and waist of Staircase | m2 | 30
Formwork with plywood sheet and Class II timber members including dismantling.
1st Floor Level to Roof
26 | To side and soffits of beam | m2 | 161
27 | To sides of column | m2 | 87
REINFORCEMENTS
| The size of reinforcement bars comply BS 4449 described in the drawing or elsewhere shall be the minimum size and the rolling margin and any other tolerance shall be wholly above this size. Hooks and laps have been measured and included with the quantities for reinforcements. | Note
| All reinforcement shall be free from mill scale, dirt, oil, paint, grease or loose rust before fixing in position and shall be brushed with a stiff wire brush if so directed by the Employer's Representative | Note
| Reinforcement shall be bent cold by applying a slow even pressure on an approved type of bending apparatus. | Note
| Re-bending of incorrectly bends bars shall not be attempted. | Note
Page total carried to the Collection Bellow
| Rates shall include for cutting, bending, fabricating, placing in position, holding and supporting including temporary fixing supports, hangers, binding wire spacers, stools and waste (Designed laps are included in quantities). | Note
| Rates shall include for working in difficult conditions. | Note
| The bidder is advised to refer the diameters of reinforcement steel to be used for this project and to be aware of the availability of relevant diameters and to price the item in the trade accordingly. | Note
High yield Steel and Mild Steel bar comply BS 4449 reinforcement in the following;
Tor steel reinforcement (to BS 4449 and characteristic strength fy = 460N/mm2)
Mild steel reinforcement (to BS 4449 and characteristic strength fy = 250N/mm2)
Up to DPC Level
Tor steel reinforcements as follows
28 | Tor Steel -10mm Diameter | kg | 330
29 | Tor Steel -12mm Diameter | kg | 500
30 | Tor Steel - 16mm Diameter | kg | 2000
Mild Steel reinforcement as follows
31 | Mild Steel - 8mm Diameter | kg | 600
BRC mesh fabric reinforcement ref A142 (weighing 2.2kg/m2) beneath floor bed with 6mm main and cross wires @200mm c/c and 200mm laps
32 | In ground floor slab | m2 | 216
Ground Floor To 1st Floor Level
33 | Tor Steel -12mm Diameter | kg | 4900
34 | Tor Steel - 16mm Diameter | kg | 3100
Mild Steel reinforcement as follows
35 | Mild Steel - 8mm Diameter | kg | 650
1st Floor Level to Roof level
Tor steel reinforcements as follows
36 | Tor Steel - 16mm Diameter | kg | 1900
Page total carried to the Collection Bellow
Mild Steel reinforcement as follows
37 | Mild Steel - 8mm Diameter | kg | 500
B | Page total carried to the Collection Bellow
COLLECTION
Total of Page4
Total of Page 5
Total of Page 6
Total of Page 7
Total of Page 8
B | TOTAL FOR CONCRETE WORK CARRIED TO SUMMARY
C | MASONRY WORK
| The bidders are requested to refer General Notes, Pricing Preambles, Drawings, Specifications, Conditions of Contract, Special Conditions of Contract and all other relevant documents prior to pricing of the following items. | Note
| Rates shall include for preparation of surfaces of floor slab, columns (steel or RCC) and wall surfaces for proper bonding. | Note
| Rate to include cost for all concrete stiffener columns & stiffener beams as per specification. | Note
Block Work
Walling; Concrete blocks, BS 2028 type A, solid, dense aggregate, average compressive strength 4N/sq mm
In Foundations
1 | 230mm thick cement sand solid block masonry cast in 1:6 cement sand mix and built with 1:4 cement sand mortar. Rate shall include for continuous curing for 7 days | m2 | 211
Ground Floor To 1st Floor Level
2 | 230mm thick cement sand solid block masonry cast in 1:6 cement sand mix and built with 1:5 cement sand mortar. Rate shall include for continuous curing for 7 days | m2 | 135
3 | 150mm thick cement sand solid block masonry cast in 1:6 cement sand mix and built with 1:5 cement sand mortar. Rate shall include for continuous curing for 7 days | m2 | 310
1st Floor Level to Roof Level
4 | 230mm thick cement sand solid block masonry cast in 1:6 cement sand mix and built with 1:5 cement sand mortar. Rate shall include for continuous curing for 7 days | m2 | 152
5 | 150mm thick cement sand solid block masonry cast in 1:6 cement sand mix and built with 1:5 cement sand mortar. Rate shall include for continuous curing for 7 days | m2 | 301
C | TOTAL FOR MASONRY WORK CARRIED TO SUMMARY
D | WATER PROOFING WORK
| The bidders are requested to refer General Notes, Pricing Preambles, Drawings, Specifications, Conditions of Contract, Special Conditions of Contract and all other relevant documents prior to pricing of the following items. | Note
| Waterproofing work to be carried out by a specialist waterproofing sub contractor. The contractor shall submit a 10 year guarantee for material and workmanship in the name of the Owner for waterproofing system in an internationally accepted format. | Note
| Contractor is supposed to furnish all technical details, samples and any other related literature available along with the quotations, to the Employer's Representative for his approva1J. | Note
| The bidder shall submit the most suitable water proofing system as specified to suit for different surfaces at location technically acceptable to the Employer's Representative | Note
| Rate shall include for complete work of water proofing including cleaning surfaces, making angle fillets at corners, necessary protective screeds, checking the area by ponding and total work required with the waterproofing system and as per the Employer's Representatives approval. | Note
| Applying of water proofing to walls up to a minimum height of 300mm from the floor. | Note
Ground Floor
1 | 1000 gauge polythene sheet as horizontal damp proof membrane under ground floor slab with fold side lapping | m2 | 216
2 | 230mm wide 20mm thick Damp-proof courses in 1:3 cement sand mortar finished with tropical High performance Felt. Rate shall include for laps at joints and angles. | m | 183
First Floor Washroom
3 | Waterproofing treatment using waterproofing slurry crystallization type in 0.8Kg/m2 per coat, pre wetting the surface and apply first coat of water proofing slurry in both direction and cure for 8 hrs and apply second coat and continuous curing for 3 days rate shall include for providing glass coat membrane to the floor wall/ wall corners minimum 150mm width in either side of corner | m2 | 45.5
D | TOTAL FOR WATER PROOFING WORK CARRIED TO SUMMARY
E | ROOF
| Supply, Fabricate, apply two coats of wood preservative and erection of hard wood swan timber roof frame as per the structural details and other specifications given in the detail drawings | Note
1 | 50x150 sawn timber in truss | m | 926
2 | 50x100mm sawn timber in truss | m | 312
3 | 50x150mm swan timber wall plate | m | 126
4 | 50x75mm swan timber purlin | m | 420
5 | Supply, and fix 4mm thick mild steel plates for the timber connections of trusses. Rate shall include for apply 2 coats of anticorrosive paint. | kg | 1500
6 | 12mm diameter nut and washers for timber connection of truss. Rate shall include for apply 2 coats of anticorrosive paint. | kg | 260
7 | Supply, and laying of 0.47 ZN/AL color bond roofing sheets with necessary screws as per manufacturers recommendation. | m2 | 350
8 | Supply, and laying of 0.47 ZN/AL color bond ridge capping (girth 600mm) with necessary screws. | m2 | 41
9 | Supply, and laying of 0.47 ZN/AL color bond Hip capping (girth 600mm) with necessary screws. | m2
10 | Supply, and laying of 0.47 ZN/AL color bond valley gutter (girth 600mm) with necessary screws. | m2
11 | Supply, and laying of 0.47 ZN/AL color bond sheet flashing on the gable wall top (Girth 1200mm) | m | 15
12 | supply and fixing of 25x225mm timer facia board (Valance board & barge board). Rate shall include for apply one coat of wood primer and 2 coats of enamel paint after preparation of the surface. | m | 86
13 | Supply, and laying of 0.47 ZN/AL color bond Gutters (girth470mm) | m | 82
14 | Supply, and laying of 0.47 ZN/AL color bond down pipes, 100x100mm | m | 104
E | TOTAL FOR ROOF WORK CARRIED TO SUMMARY
F | DOORS AND WINDOWS
ALUMINIUM WINDOWS
| Fabrication and fixing of all aluminum components shall be carried out by experienced tradesman. The Contractor shall submit particulars of aluminum fabricator to the Employer's Representative for approval. | Note
| The Contractor will be required to provide a guarantee on material and workmanship for a period of 08 years from the date of handing over of works in the form required by the Employer as binding the aluminum manufacturer and the Contractor jointly and separately. | Note
| Shop drawings for fabrication of doors, windows, fan lights and all aluminum fabrication should be submitted to Architect / Employer's Representative for approval before the fabrication. | Note
| Rates shall include for | Note
1. Glass and Glazing.
2. All necessary aluminum Furniture.
3. Preparing and submitting shop drawings.
4. Furnishing guarantee as requested by the Employer's Representative.
5. Sampling and submission of test reports to Employer's Representative.
6. Supplying and pasting sand blast sticker.
7. 4mm thick Aluminum composite cladding sheet for paneling.
| 60 - 80 microns powder coated Aluminum extrusions to be used in windows and fanlights. | Note
| 6mm thick clear glass to be used for door and window glass panels and 5mm thick 'Pinheaded' or 'Frosted glass' to be used for Fanlights. | Note
| All the aluminum extrusions, furniture, door closer and all the accessories should be approved by the Employer's Representative. | Note
| All doors, windows and fanlight shall be fixed complete as per detail drawings. | Note
Ground Floor Level
1 | Supply, fabricate and fixing of fully glazed powder coated aluminum sliding window type W01 overall size 2000mmx2000mm, alternative sashes to be fixed and other alternatives to be sliding, comprising 70mm (1.6mm thick) aluminum frame with glazed panels. Complete with approved quality aluminum casement fasteners, rollers, gaskets, guides necessary accessories & another necessary to complete the work. | Nos. | 12
Page total carried to the Collection Bellow
2 | Supply, fabricate and fixing of fully glazed powder coated aluminum sliding window type W05 overall size 2000mmx1200mm, alternative sashes to be fixed and other alternatives to be sliding, comprising 70mm (1.6mm thick) aluminum frame with glazed panels. Complete with approved quality aluminum casement fasteners, rollers, gaskets, guides and other necessary accessories . | Nos. | 1
3 | Supply, fabricate and fixing of fully glazed, powder coated aluminum sliding window type W03 overall size 1000mmx1000mm, alternative sashes to be fixed and other alternatives to be sliding, comprising 70mm (1.6mm thick) aluminum frame with glazed panels. Complete with approved quality aluminum casement fasteners, rollers, gaskets, guides and other necessary accessories. | Nos. | 6
First Floor Level
4 | Supply, fabricate and fixing of fully glazed powder coated aluminum sliding window type W01 overall size 2000mmx2000mm, alternative sashes to be fixed and other alternatives to be sliding, comprising 70mm (1.6mm thick) aluminum frame with glazed panels. Complete with approved quality aluminum casement fasteners, rollers, gaskets, guides necessary accessories & another necessary to complete the work. | Nos. | 13
5 | Supply, fabricate and fixing of fully glazed, powder coated aluminum sliding window type W03 overall size 1000mmx1000mm, alternative sashes to be fixed and other alternatives to be sliding, comprising 70mm (1.6mm thick) aluminum frame with glazed panels. Complete with approved quality aluminum casement fasteners, rollers, gaskets, guides and other necessary accessories. | Nos. | 6
DOORS
45mm thick hard wood, Mninga or equivalent timber single sash Paneled doors with 145x45mm hard wood timber frame, 145x45mm transom for 5mm thick fixed glazed panel on top as per the design. Rate shall include for 15mm thick architraves and finished with one coat of wood primer and 2 coats of approved color matt enamel paint.
In Ground Floor
6 | Door Type D02, Single leaf door, overall size 900 x 3150mm. |  | 6
7 | Door Type D03, Single leaf door, overall size 800 x 3150mm. |  | 7
In First Floor
8 | Door Type D02, Single leaf door, overall size 900 x 3150mm. |  | 6
9 | Door Type D03, Single leaf door, overall size 800 x 3150mm. |  | 7
Page total carried to the Collection Bellow
Iron Monger
In Ground Floor
10 | Supply and fix mortice type double lever door lock -UNION or equivalent |  | 7
11 | Supply and fix mortice type toilet door lock with indicator -UNION or Equivalent |  | 6
12 | Supply and fix 150x100mm heavy duty brass but hinges with necessary brass screws- Oxford or equivalent |  | 39
13 | 150mm ling heavy duty brass barrel bolt with necessary brass screws- Oxford or equivalent |  | 14
14 | 25 mm diameter rubber door stopper plugged and screwed to tiled floor. |  | 13
15 | Hydraulic cylinder door closer SOLEX brand or equivalent |  | 7
In First Floor
16 | Supply and fix mortice type double lever door lock -UNION or equivalent |  | 7
17 | Supply and fix mortice type toilet door lock with indicator -UNION or Equivalent |  | 6
18 | Supply and fix 150x100mm heavy duty brass but hinges with necessary brass screws- Oxford or equivalent |  | 39
19 | 150mm ling heavy duty brass barrel bolt with necessary brass screws- Oxford or equivalent |  | 14
20 | 25 mm diameter rubber door stopper plugged and screwed to tiled floor. |  | 13
21 | Hydraulic cylinder door closer SOLEX brand or equivalent |  | 7
Safety Iron Grills for Windows
Supply, fabricate and fix safety grill with MS RHS to window opening complete with all necessary ironmongery, including welding together all members as per Architects details, ground to smooth finish, painted with 2 coats of anticorrosive paint and 2 coats of oil paint
Ground Floor Level
22 | Supply, fabricate and fixing for window type W01 overall size 2000mmx2000mm as per the typical detail drawing. | Nos. | 12
23 | Supply, fabricate and fixing for window type W02 overall size 2000mmx1200mm as per the typical detail drawing. | Nos. | 1
Page total carried to the Collection Bellow
24 | Supply, fabricate and fixing for window type W03 overall size 1000mmx1000mm as per the typical detail drawing. | Nos. | 6
First Floor Level
25 | Supply, fabricate and fixing for window type W01 overall size 2000mmx2000mm as per the typical detail drawing. | Nos. | 13
26 | Supply, fabricate and fixing for window type W03 overall size 1000mmx1000mm as per the typical detail drawing. | Nos. | 6
27 | Supply, fabricate and fixing 1.2mm thick stainless steel pipe hand rails for staircase and Balcony with 50mm Diameter top rail, 40mm Diameter bottom rail, 40mm Diameter uprights @ 1200mm Cts, 25mm diameter intermediate verticals @ 150mm Cts. and side holding rail, complete as per the detail drawings. Rate shall include for all necessary fixing rag bolts, plates, collars etc. | m | 35
Page total carried to the Collection Bellow
COLLECTION
Total of Page 12
Total of Page 13
Total of Page 14
Total of Page 15
F | TOTAL FOR DOORS AND WINDOWS CARRIED TO SUMMARY
G | FLOOR, WALL AND CEILING FINISHES
PLASTERING
| Rates for plastering shall includes for forming doors and windows reveals. | Note
| Rates for plastering between different surfaces shall include for spandex metal lathing to avoid any cracks between different surfaces. | Note
| Rate shall include for the "V" grove to separate tile and plaster. | Note
Internal Plaster
Ground Floor
1 | 16 mm thick plaster 1:4 cement and sand mix smooth finished with minimum 1mm thick acrylic wall putty to make plane smooth surface. | m2 | 550
Wall Tiles
| Tiles fixed to walls with polymer based tile adhesive and grooves to be tilled with approved tile grout matching color, at the vertical outward corner joints tile edges to be cut into 45 degree to finish 90degree corner complete all in accordance with the Employer's Representative instruction and drawings | Note
1 | Supply and fixing of 200mmX300mm glazed ceramic wall tiles approved made using polymer based tile adhesive approved by the Employer's Representative on Cement Plastered walls in toilets | m2 | 106
1st Floor
3 | 16 mm thick plaster 1:4 cement and sand mix smooth finished with minimum 1mm thick acrylic wall putty to make plane smooth surface. | m2 | 625
Wall Tiles
| Tiles fixed to walls with polymer based tile adhesive and grooves to be tilled with approved tile grout matching color, at the vertical outward corner joints tile edges to be cut into 45 degree to finish 90degree corner complete all in accordance with the Employer's Representative instruction and drawings | Note
4
| Supply and fixing of 200mmX300mm glazed ceramic wall tiles approved made using polymer based tile adhesive approved by the Employer's Representative on Cement Plastered walls in toilets | m2 | 106
External Plaster
Below DPC level
5 | 20mm thick plinth plaster in 1:3 cement and sand mix finish smooth with color cement grout on perimeter wall of the pavement. | m2 | 44
Ground Floor
6 | 16 mm thick plaster in 1:4 cement and sand mix finished semi rough to the walls. | m2 | 350
Page total carried to the Collection Bellow
1st Floor
7 | 16 mm thick plaster in 1:4 cement and sand mix finished semi rough to the walls. | m2 | 300
Floor Tiles
| The Bidders are requested to refer General Notes, Pricing Preambles, Drawings, Specifications, Conditions of Contract, Special Conditions of Contract and all other relevant documents prior to pricing of the following items. | Note
| Sample should be summited for approval of the Architect/ Employer's Representative | Note
| Rates shall include for preparation of surfaces for proper bonding. | Note
| Rate shall include for measures to provide suitable bonding between different surfaces such as concrete and brick/block surfaces as per specification. Rates shall also include for all tile specials such as corners, edges etc. | Note
| Rates shall include for cutting tiles and 45 degrees chamfering at corner joints wherever necessary. | Note
| Rate for tiling shall include for providing acceptable adhesive and/or suitable cement in an approved quality which has no effect to the properties of tiles. | Note
Ground Floor
8 | Supply & lay Matt Homogeneous porcelain Floor Tiles 600mm x 600mm in size, Grade "A" and approved color, laid on 12mm thk 1:2 cement sand bedding using polymer based tile adhesive approved by the Employer's Representative | m2 | 205
9 | Supply & laying of Non-Skid Homogeneous ceramic Floor Tiles for toilet 400mm x 400mm in size, Grade "A" and approved color, laid on 12mm thk 1:2 cement sand bedding using polymer based tile adhesive approved by the Employer's Representative | m2 | 27
10 | Supply & lay Matt Homogeneous porcelain Floor Tiles on 150mm high skirting with 600mm x 600mm in size, Grade "A" and approved color, laid on 12mm thk 1:2 cement sand bedding using polymer based tile adhesive approved by the Employer's Representative | m | 190
1st Floor
11 | Supply & lay Matt Homogeneous porcelain Floor Tiles 600mm x 600mm in size, Grade "A" and approved color, laid on 12mm thk 1:2 cement sand bedding using polymer based tile adhesive approved by the Employer's Representative | m2 | 205
12 | Supply & laying of Non-Skid Homogeneous ceramic Floor Tiles for toilet 400mm x 400mm in size, Grade "A" and approved color, laid on 12mm thk 1:2 cement sand bedding using polymer based tile adhesive approved by the Employer's Representative | m2 | 27
Page total carried to the Collection Bellow
13 | Supply & lay Matt Homogeneous porcelain Floor Tiles on 150mm high skirting with 600mm x 600mm in size, Grade "A" and approved color, laid on 12mm thk 1:2 cement sand bedding using polymer based tile adhesive approved by the Employer's Representative | m | 190
Ceiling Finish
Ground Floor
14 | 10 mm thick plastering to R.C.C. beams, slab soffit in cement and sand 1:3 including floating smooth finished with acrylic wall putty. | m2 | 235
1st Floor
15 | Supply and Fixing 6mm thick cement fiber board internal ceiling fixed with 50x50mm sawn soft wood, treated with pressure impregnated preservative frame work (600x1200mm panels) hang to roof structure steadily @ 1200mm interval both ways. Rate shall include to complete with 90x13mm gypsum cornice forming curved junction at wall with approved adhesive and nails, etc. | m2 | 235
16 | Supply and Fixing 6mm thick cement fiber board external ceiling fixed with 50x50mm sawn soft wood, treated with pressure impregnated preservative frame work (600x1200mm panels) hang to roof structure steadily @ 1200mm interval both ways. Rate shall include to complete with 90x13mm gypsum cornice forming curved junction at wall with approved adhesive and nails, etc. | m2 | 70.5
Page total carried to the Collection Bellow
COLLECTION
Total of Page 16
Total of Page 17
Total of Page 18
G | TOTAL FOR FLOOR, WALL AND CEILING FINISHES CARRIED TO SUMMARY
H | PAINTING AND DECORATION
| The Bidders are requested to refer Bill of Quantities, General Notes, Pricing Preambles, Drawings, Conditions of Contract, and all other relevant documents prior to pricing of the following items. | Note
| Internal painting (master pallet) shall be acrylic based emulsion in an approved manufacture (Gold Star, Sandolin or equivalent) paint and color to suit with the environment, climate and location of this project. | Note
| External painting (master pallet) shall be exterior quality, weather shield, texture base in an approved manufacture (Gold Star, Sandolin or equivalent) paint and color to suit with the environment, climate and location of this project. | Note
| Rate for painting shall include for painting to door and window reveals. | Note
| Color of the paint shall be approved by Employer's representative | Note
Internal Painting
| Rate shall include for applying wall putty to smooth the surface | Note
Ground Floor
1 | Prepare plaster surfaces of wall, columns, beams and projections and apply one coat of filler and two coats of emulsion paint as per manufacture's instruction. | m2 | 550
2 | Prepare plaster surfaces of on soffit of first floor slab and sides and soffit of exposed beams and staircase. and apply one coat of filler and two coats of emulsion paint as per manufacture's instruction. | m2 | 235
1st Floor
3 | Prepare plaster surfaces of wall, columns, beams and projections and apply one coat of filler and two coats of emulsion paint as per manufacture's instruction. | m2 | 625
4 | Prepare plaster surfaces of on external & internal ceiling and apply one coat of filler and two coats of emulsion paint as per manufacture's instruction. | m2 | 306
External Painting
Ground Floor
5 | Prepare plasterer surfaces of all faces of walls columns, beams and projections and apply one coat of exterior primer/sealer, two coats of weather shield paint as per manufacturer instruction. | m2 | 350
1st Floor
6 | Prepare plasterer surfaces of all faces of walls columns, beams and projections and apply one coat of exterior primer/sealer, two coats of weather shield paint as per manufacturer instruction. | m2 | 300
Page total carried to the Collection Bellow
7 | Prepare surfaces of barge and facia boards and apply one coat of aluminum wood primer and two coats of approved color enamel paint. | m2
Page total carried to the Collection Bellow
COLLECTION
Total of Page 19
Total of Page 20
H | TOTAL FOR PAINTING AND DECORATION CARRIED TO SUMMARY
J | PLUMBNG/SANITARY INSTALLATIONS
| The Bidder is requested to refer the Preamble Notes, General Notes, drawings, Specifications, Conditions of Contract, special conditions of contract and other relevant document prior to pricing of the following items. | Note
This trade include the following works:
| a.) Sanitary fittings, toilet accessories | Note
b.) Water supply
c.) External sewerage and waste water disposal (up to the nearest sewer manhole).
d). Internal drainage (up to the nearest first manhole).
| Rate shall include for insurance during handling, rehandling, transport, storage, delivery to the point of installation and until handing over. | Note
| All taps and valves shall be "PEX", or equivalent to the approval of the Employer's Representative. | Note
Supply and Install Sanitary fittings and Toilets Accessories
| All water Sanitary fittings to be in original make in an approved colors otherwise specified. | Note
| All pipes to be fixed to the soffit to be with necessary fixing accessories and pipe supports etc., to the approval of the Employer's Representative. | Note
| Rates for Flexible hose measured with fittings shall include with the rate of each item | Note
| Rate are to include for screws nails pipe hooks saddles branches sockets connection short lengths back nuts, nipples & the like & holes chasing etc. & making good in all trades & all necessary excavation & back filling. | Note
| Good quality PPR pipes shall be used for hot and cold water supply, comply with IS 15801, BS4991, BS6920. | Note
All waste water and sewer pipes shall be UPVC. Pipes & fittings shall comply with the latest BS 4514: 1984, BS 3505 & BS 4316 -1.
| Any specials water supply & drainage fittings such as bends, tees, reducers etc. unless otherwise stated separately in the BOQ shall be deemed to have been included in relevant items & should accordingly be rated to include for such special fittings & for any extra works involved in the satisfactory completion of such items. | Note
Supplying & fixing American Standard or Equivalent Vitreous China floor standing wash basin (white color) having nominal size of (575x450mm ) with universal height pedestal of floor to Rim height 825mm, over flow hole and single tap hole in center, Rate shall include for pedestal, stainless steel flexible hose Stainless steel mixer pillar tap, 1/2" dia Chromium plated brass angle valve and wash basin fixing kit.
1 | In Ground Floor | Nos. | 6
2 | In First Floor | Nos. | 6
Supplying & fixing, American Standard or Toto or Equivalent Vitreous china floor mounted close coupled, Water Closet (toilet) suite with wash down 6/3 litter dual flushing. Has a horizontal outlet and cistern with water inlet from bottom. Complete with Seat, Seat cover and concealed trap. Also providing bidet spray, Chromium plated brass angle valve, stainless steel flexible hose.
3 | In Ground Floor | Nos. | 6
4 | In First Floor | Nos. | 6
Mirror over basin 600mmx 600mm as specified comprising with silvered float glass mirror with slight rounded edges free from effect of wavy image French polished vitreous China clips and plugs fixed to wall sizes as per detail drawing.
5 | In Ground Floor | Nos. | 6
6 | In First Floor | Nos. | 6
Soap tray (vitreous china) fixed to wall with fiber plugs and brass screws.
7 | In Ground Floor | Nos. | 6
8 | In First Floor | Nos. | 6
Supplying & fixing chromium plated brass 1/2" diameter Bib Tap
9 | In Ground Floor | Nos. | 6
10 | In First Floor | Nos. | 6
Supplying & fixing hand bidet spay
11 | In First Floor | Nos. | 6
12 | In Ground Floor | Nos. | 6
Supplying & fixing chromium plated brass towel Rail
13 | In Ground Floor | Nos. | 6
14 | In First Floor | Nos. | 6
Supply and fix surface mounted stainless steel hand paper towel dispenser with paper to wall.
15 | In Ground Floor | Nos. | 6
16 | In First Floor | Nos. | 6
Page total carried to the Collection Bellow
Supply and fix 150mm dia stainless steel rain shower with mixing valve and complete with all necessary special and accessories
17 | In Ground Floor | Nos. | 6
18 | In First Floor | Nos. | 6
Cold and Hot Water Distribution System
| Rates for all pipes shall include for pipes supports, saddles, clips, screws, nails, hardware fixing, jointing, materials cutting holes, chasing in brick work, concrete etc., and making good the same in all trades and under ground piping all necessary excavation, backfilling, planking and strutting, concrete bedding and hunching, dewatering and disposal of surplus material as directed. The proposal for pipe fixing method to be submitted for prior approval of the Employer's Representative | Note
| Rates for pipes shall include for burying in ground or walls or clipping to wall and all pipe supports fixed to under side of the soffits as required and for pipe fittings such as bends, tees, "Y" junctions, reducers, inspection openings, stop ends, etc., as required. | Note
| Rate for pipes shall include for all pipe fittings and pipe hanging system. | Note
| All pipe and fittings as per Specification and standard. | Note
| Rate shall include for connecting the pipes to the existing pipes vertical stacks with all necessary specials | Note
| Rate shall include for carryout pressure test according to BS - EN-806 after completing the plumbing work | Note
Supply and lay/Fix 25 mm dia PPR Pipe with specials.
19 | In Ground Floor | m | 120
20 | In First Floor | m | 120
Supply and fix 25 mm dia Brass Gate valve
21 | In Ground Floor | Nos. | 12
22 | In First Floor | Nos. | 12
Waste Water Disposal System
| UPVC pipes and fittings to conform BS 4660, BS 5481, BS 4576, BS 3943, BS 4514 and BS 5255 wherever applicable to satisfy the specification and as per drawings. | Note
| Rates for all pipes to be fixed to the soffit with suitable pipe supports and with necessary fixing accessories etc., to the approval of the Employer's Representative | Note
Page total carried to the Collection Bellow
| Rates for all piping shall include for pipe supports, saddles, clips, screws, nails, hardware fixing and jointing materials cutting holes, chasing in brick work, concrete etc., and making good the same in all treads. Rates for under-ground piping shall include for all necessary excavation and backfilling, planking and strutting, concrete bedding and disposal of surplus materials as directed. | Note
| Rates for pipes shall include for pipe supports fixed to soffits, walls or clipping to walls as required and for pipe fittings such as bends, tees, Y junctions, reducers, inspection, opening, stops ends, etc., as required. | Note
| All waste in vertical stacks shall be in suitable type to bear the pressure | Note
| Rates for all underground pipes shall include for all excavation, laid to gradient filling with selected materials and encasing the pipes with concrete as required. | Note
| uPVC pipe and fitting as per detail drawing | Note
| Rate shall include for connecting the pipes to the existing pipes vertical stacks with all necessary specials | Note
Waste water pipes
63mm dia waste pipe type 600 uPVC pipe
23 | In Ground Floor | m | 6
24 | In First Floor | m | 24
50mm dia waste pipe type 600 uPVC pipe
25 | In Ground Floor | m | 18
26 | In First Floor | m | 18
150x150mm PVC gully with stainless steel grating
27 | In Ground Floor | Nos. | 6
28 | In First Floor | Nos. | 6
Sewer Disposal System
| Sewer disposal system has been measured up to the nearest first manhole. All work beyond the first manhole has been measured under drainage and storm water disposal trade. | Note
| Rates for pipes shall include for all pipe fittings such as bends, tees, reducers, connectors cleaning | Note
| point, etc., and inspection openings as necessary for total completion of the work. | Note
| Rates for pipes shall include for fixing arrangements with clips and/or pipe supports. The bidder shall submit his proposal for pipe supports/ fixing system as per specification to the approval of the Employer's Representative | Note
Page total carried to the Collection Bellow
| Rates for all underground pipes shall include for all excavation, laid to gradient filling with selected materials, encasing the pipes with concrete as required and laying warning tape . | Note
| Rate shall include for connecting the pipes to the existing vertical stacks with all necessary specials | Note
Sewer pipes
110mm dia sewer pipe type 600 uPVC pipe
29 | In Ground Floor | m | 15
30 | In First Floor | m | 33
160mm dia sewer pipe type 600 uPVC pipe
31 | In Ground Floor | m | 20
32 | In First Floor | m
110mm dia uPVC vent cowl fixed above roof
33 | In Second Floor | Nos. | 15
34 | Supply, install, test and commission solar water heating system on the roof with 300L capacity reservoir complete with solar panels and mounting accessories to be installed in series connections. | Nos. | 2
Page total carried to the Collection Bellow
COLLECTION
Total of Page 22
Total of Page 23
Total of Page 24
Total of Page 25
J | TOTAL FOR PLUMBNG / SANITARY INSTALLATIONS CARRIED TO SUMMARY
K | AIR CONDITIONING AND VENTILLATION SYSTEM
GROUND FLOOR
Single Split Air Conditioning System
1 | Supply, Installation of Single split Wall Mounted Type air conditioning units, LG or Equivalent, manufactured confirming ISO 9001 & 14001 certification, UL registration complete with air cooled condensing units with refrigerant R410A , comprises of inverter driven compressors, remote controller etc. | Nos. | 6
Capacity - 12000BTU (3.6KW)
2 | Supply and fixing of insulated refrigerant Cu pipe lines with all accessories. | m | 30
Supply, install, test and commission condensate drainage PVC pipes complete with associated fittings i.e. tees, elbows reducers etc so as to make the system work perfectly.
3 | Drain pipe 25mm diameter | m | 30
4 | Drain pipe 32mm diameter | m | 50
5 | Supply and install the mounting brackets, supports and other fittings for outdoor unit | Nos. | 6
FIRST FLOOR
Single Split Air Conditioning System
Supply, Installation of Single split Wall Mounted Type air conditioning units, LG or Equivalent, manufactured confirming ISO 9001 & 14001 certification, UL registration complete with air cooled condensing units with refrigerant R410A , comprises of inverter driven compressors, remote controller etc.
6 | Capacity - 12000BTU (3.6KW) | Nos. | 6
7 | Supply and fixing of insulated refrigerant Cu pipe lines with all accessories. | m | 30
8 | Supply, install, test and commission condensate drainage PVC pipes complete with associated fittings i.e. tees, elbows reducers etc so as to make the system work perfectly.
9 | Drain pipe 25mm diameter | m | 30
10 | Drain pipe 32mm diameter | m | 50
11 | Supply and install the mounting brackets, supports and other fittings for outdoor unit | Nos. | 6
K | TOTAL FOR AIR CONDITION AND VENTILATION SYSTEM CARRIED TO SUMMARY
SUMMARY OF BILL 2.2 BLOCK A2 OF SELF ACCOMMODATION BUILDING
A | EXCAVATION AND EARTH WORK
B | CONCRETE WORK
C | MASONRY WORK
D | WATER PROOFING WORK
E | ROOF
F | DOORS AND WINDOWS
G | FLOOR, WALL AND CEILING FINISHES
H | PAINTING AND DECORATION
J | PLUMBNG/SANITARY INSTALLATIONS
K | AIR CONDITIONING AND VENTILLATION SYSTEM
TOTAL OF BILL NO 2.2 - BLOCK A2 CARRIED TO SELF ACCOMMODATION BUILDING SAMMARY

## 2.3 Block B1
BILL NO 2.3 - SELF-CONTAINED ACCOMMODATION BUILDING - BLOCK B1
ITEM NO. | DESCRIPTION | UNIT | QTY | RATE (TZS) | AMOUNT (TZS)
A | EXCAVATION AND EARTH WORK
| The Bidders are requested to refer the General Notes, Pricing Preambles, Drawings, Specifications, Conditions of Contract, Special Conditions of Contract and all other relevant documents prior to pricing of the following items. | Note
| Rates shall include for any working space as required by the contractor. | Note
| Rates shall include for Excavating and removing roots surfaces including all metals | Note
| Dewatering and earth work supports shall not be measured separately. (Rate shall include for cost of dewatering and earth work support, if necessary) | Note
| The bidder is requested to check ground water level and soil investigation report, limitation of transport, limitation of site, conditions of the existing road for possibility of transportation of heavy equipment etc., prior to pricing this section of work. | Note
| The contractor shall arrange and obtain necessary permission from authorities for disposal and dumping of earth. | Note
| Rates shall include for removal and disposal of any obstructions, such as artificial structure and rock boulders et1B., during excavation if encountered. | Note
Earthwork Support
| Rate to include the cost of Earth work supporting system to be carried out only on the instruction of the Employer's Representative depending on the nature of the soil. | Note
The contractor shall design and carry out the most suitable earthwork support system capable of achieving the specified technical requirement and in consideration of ground water level, soil condition, other buildings and structures situated close to the site. The Tenderer shall submit his proposal in detail with necessary calculations, method, type of equipment/plant, propose to use and shop drawings etc., along with the bid for the approval of the Employer's Representative
Filling & Compaction
Approved earth shall mean filling materials that comply to the following:
(a) The earth shall be free of vegetation, a roots, boulders, easily decomposable materials, chemicals, industrial waste, plastic et1B.
(b) The maximum size of particle shall not exceed 75 m1K.
(c) The earth shall be well graded and the silt and clay (fines) content shall not be more than 25%.
(d) The standard proctor density shall be grater than 1.70 g/cm3.
Site Preparation
1 | Clearing site vegetation including top soil removing for maximum 150mm, compacting and disposal of all surplus excavated material away from the site as directed and site clearing shall be covered the area where 3000mm beyond the building. (contractor shall visit the site & assert the actual work involve) | m2 | 270
Excavation
2 | Excavation of foundation for Column / wall in any material other than rock requiring blasting depth not exceeding 1.5m. Rate shall include for compacting the bottom of excavation, part return fill to excavation and rammed, surplus disposed off site as directed. | m3 | 81
3 | Excavation for foundation in rock requiring blasting. Rate shall include for compacting the bottom of excavation, part return fill to excavation and rammed, surplus disposed off site as directed. | m3 | 20
Filling
4 | Approved imported hard earth (Gravel) filling including levelling, watering and compacting in 150mm layers between foundation of walls up to DPC level with 98% compaction. (Payment shall be made for compacted volume) | m3 | 59
5 | Approved available hard earth filling (selected excavated soil) including levelling, watering and compacting in 150mm layers around the building with 98% compaction. (Payment shall be made for compacted volume) | m3 | 60
6 | Approved available hard earth filling including levelling, watering and compacting in 150mm layers between foundation of walls up to DPC level with 98% compaction. (Payment shall be made for compacted volume) | m3 | 59
7 | 200mm thick hardcore filling blinded with sand (50mm Thick) to receive damp proof membrane (measured separately) | m2 | 130
| For Anti termite treatment- The chemical shall be of approved by the Employer's Representative. Aldrin 0.50% solution or other equal and approved anti-termite treatment applied at a rate of 7 liters per square meter. | Note
| The chemical to be sprayed on soil surface and injected in to the filling by drilling treated surface to be covered by polythene membrane within 24hrs of treatments | Note
8 | Anti-termite treatment shall be done by a specialized sub-contractor in accordance with the manufacture's specification and to the approval of Consultant by specialize sub-contractor. It is needed to produce warrantee certificate from professional anti termite sub contractor for minimum 10 Years. | m2 | 180
A | TOTAL FOR EXCAVATION AND EARTH WORK CARRIED TO SUMMARY
B | CONCRETE WORK
| The bidders are requested to refer General Notes, Pricing Preambles, Drawings, Specifications, Conditions of Contract, Special Conditions of Contract and all other relevant documents prior to pricing of the following items. | Note
| Rate shall include for depositing, handling, hoisting into position, vibrating, curing etc. and making good after removal of formwork etc. | Note
| All Concrete Works shall comply to the specifications, filled into formwork and well packed around reinforcement. | Note
| Rate shall include for supplying and laying of gauge 1000 polythene on ground, where concrete is in direct contact with ground, before pouring concrete unless other wise measured separately. | Note
| Coarse aggregate should be granite material. Metal to be used shall be granite comply to the specification. | Note
| Fine aggregate shall be river sand | Note
| Rate for concreting columns, walls shall include for kickers and cover blocks. | Note
Measurement of Slabs & Walls
| Slab concrete include that part of beam to a depth of largest adjacent slab thickness. | Note
| Concrete work related to Ramps has been measured separately and slopes have not been indicated. Slopes shall be as shown in the drawings. | Note
| Contractor shall ensure that all contacting surfaces including reinforcement dowels left out for bonding purposes is free from any organic or artificial material which can be a hindrance to achieve specified properties in the Drawings and Specifications. | Note
| Rates for lean concrete shall include for preparation of bottom of excavation prior to pouring of lean concrete. | Note
| Contractor shall ensure that the top of the lean concrete layer shall be finished semi rough for waterproofing layer. Rate for lean concrete shall include for waterproofing layer unless measured separately. | Note
| Rates for formwork shall include for control joints, isolation joints wherever specified and required according to the drawings and specifications. | Note
| Rate for concrete shall include for construction joint, isolation joint, expansion joint, with dowel bars, end cap and compressible filler with sealant on top as per drawing. | Note
| Rates for concrete shall include all necessary tests by an Authority acceptable to the Employer's Representative | Note
| Rates for concrete shall include all necessary equipment which are required for concreting. Rate shall include for continuous curing for 7 days. | Note
| Reinforcement & Form work paid for separately unless otherwise specified in the item. | Note
Up to DPC Level
Plain Cement Concrete
1 | 50mm thick plain In-situ Concrete; Nominal Grade 20, mix ratio (1:2:4) or appropriate with 20 mm aggregates wall and column foundations. | m2 | 108
Reinforced Cement Concrete
Nominal Grade 25, mix ratio 1:1.5:3 (20mm) or appropriate
2 | Reinforced Cement Concrete (Gr.25) in Column Footing | m3 | 9.4
3 | Reinforced Cement Concrete (Gr. 25) in Columns | m3 | 1.2
4 | Reinforced Cement Concrete (Gr. 25) in trench foundation of wall | m3 | 17.7
5 | Reinforced Cement Concrete (Gr. 25) in Ground beam. | m3 | 11.4
6 | 100mm thick Floor Concrete in Gr 25 | m2 | 130
Above DPC Level to 1st Floor Level
7 | Reinforced Cement Concrete (Gr. 25) in Column | m3 | 3
8 | Reinforced Cement Concrete (Gr. 25) in beam. | m3 | 11.4
9 | Reinforced Cement Concrete (Gr. 25) in Staircase. | m3
10 | Reinforced Cement Concrete (Gr. 25) in 150mm thick Slab. | m2 | 130
11 | Lintels size 150x200mm in Gr. 25 cement concrete reinforced with 4Nos of 10 mm dia. tor steel bars and 8 mm mild steel stirrups @ 150mm c/c and rate shall include for reinforcement & formwork. | m | 11
12 | Window sills, size 230x75mm in Gr.25 cement concrete reinforced with 2Nos of 12 mm dia. tor steel bars and 8mm mild steel stirrups @ 150mm c/c and rate shall include for reinforces & formwork. | m | 17
13 | Window sills, size 150x75mm in Gr. 25 cement concrete reinforced with 2Nos of 12 mm dia. tor steel bars and 8mm mild steel stirrups @ 150mm c/c and rate shall include for reinforces & formwork. | m | 10.5
From 1st Floor Level to Roof
14 | Reinforced Cement Concrete (Gr. 25) in Column | m3 | 3
15 | Reinforced Cement Concrete (Gr. 25) in beam. | m3 | 11.4
Page total carried to the Collection Bellow
16 | Lintels size 150x200mm in Gr. 25 cement concrete reinforced with 4Nos of 10 mm dia. tor steel bars and 8 mm mild steel stirrups @ 150mm c/c and rate shall include for reinforcement & formwork. | m | 11
17 | Window sills, size 230x75mm in Gr. 25 cement concrete reinforced with 2Nos of 12 mm dia. tor steel bars and 8mm mild steel stirrups @ 150mm c/c and rate shall include for reinforces & formwork. | m | 17
18 | Window sills, size 150x75mm in Gr. 25 cement concrete reinforced with 2Nos of 12 mm dia. tor steel bars and 8mm mild steel stirrups @ 150mm c/c and rate shall include for reinforces & formwork. | m | 10.5
FORM WORK
| Formwork for concrete under ground level shall be of timber for all exposed concrete, use 15mm thick plywood sheets for slab bottoms, columns | Note
| Formwork centering and molds for concrete construction shall be of approved system to suit with the nature of this project and shall be erected true in line, levels and vertically for walls and columns and to the shapes and sizes required by the work, and shall be of suitable design and substantial and rigid construction so as to prevent deformation due to the placing and compacting of concrete and any incidental loading. All formwork and centering shall be so constructed that no grout shall leak out during concreting. | Note
| Formwork and centering shall be provided with adequate struts, braces, walling, ties and clamps so as to maintain the dimensions lines and levels shown on the drawings during the entire operation of placing and compacting the concrete and to prevent any sagging exceeding 3mm under the weight of wet concrete with any other super imposed loads which they would be subjected to during construction. | Note
| Formwork to column heads has been measured with slab and not enumerated separately. | Note
| The contractor shall provide sufficient formwork and molds to ensure adequate progress of work and the Employer's Representative may direct the contractor to provide at contractor's expense such additional formwork and molds as they may deem necessary if in his opinion the proper progress of the work is retarded by their absence. | Note
| Rates shall include for forming projections and chamfers. | Note
| Formwork has been measured as the net contact surface measurement between concrete and formwork. | Note
| Type of formwork shall be ply wood or steel with steel supporting system on concrete surfaces on removal of shuttering unless otherwise specified elsewhere. Rates for formwork shall include for all necessary measures to provide fine finish to the satisfaction of the Employer's Representative | Note
Page total carried to the Collection Bellow
| The bidder shall submit the method of statement detail of his proposal for formwork system prior to the work. | Note
Using 15 mm thick plywood and Class II timber joists and props including dismantling.
Up to DPC Level
19 | For sides of Column footing, and wall foundation beams | m2 | 77
20 | For sides of Column shaft | m2 | 18.5
21 | For sides of ground beam | m2 | 124
Form work with plywood sheet and Class II timber members including dismantling.
Above DPC Level to 1st Floor Level
22 | To side and soffits of beam | m2 | 100.5
23 | To sides of column | m2 | 48
24 | For soffit of Slab | m2 | 130
25 | to sides of slopping soffits and sides of risers and waist of Staircase | m2
Formwork with plywood sheet and Class II timber members including dismantling.
1st Floor Level to Roof
26 | To side and soffits of beam | m2 | 100.5
27 | To sides of column | m2 | 48
REINFORCEMENTS
| The size of reinforcement bars comply BS 4449 described in the drawing or elsewhere shall be the minimum size and the rolling margin and any other tolerance shall be wholly above this size. Hooks and laps have been measured and included with the quantities for reinforcements. | Note
| All reinforcement shall be free from mill scale, dirt, oil, paint, grease or loose rust before fixing in position and shall be brushed with a stiff wire brush if so directed by the Employer's Representative | Note
| Reinforcement shall be bent cold by applying a slow even pressure on an approved type of bending apparatus. | Note
| Re-bending of incorrectly bends bars shall not be attempted. | Note
Page total carried to the Collection Bellow
| Rates shall include for cutting, bending, fabricating, placing in position, holding and supporting including temporary fixing supports, hangers, binding wire spacers, stools and waste (Designed laps are included in quantities). | Note
| Rates shall include for working in difficult conditions. | Note
| The bidder is advised to refer the diameters of reinforcement steel to be used for this project and to be aware of the availability of relevant diameters and to price the item in the trade accordingly. | Note
High yield Steel and Mild Steel bar comply BS 4449 reinforcement in the following;
Tor steel reinforcement (to BS 4449 and characteristic strength fy = 460N/mm2)
Mild steel reinforcement (to BS 4449 and characteristic strength fy = 250N/mm2)
Up to DPC Level
Tor steel reinforcements as follows
28 | Tor Steel -10mm Diameter | kg | 210
29 | Tor Steel -12mm Diameter | kg | 310
30 | Tor Steel - 16mm Diameter | kg | 1200
Mild Steel reinforcement as follows
31 | Mild Steel - 8mm Diameter | kg | 360
BRC mesh fabric reinforcement ref A142 (weighing 2.2kg/m2) beneath floor bed with 6mm main and cross wires @200mm c/c and 200mm laps
32 | In ground floor slab | m2 | 130
Ground Floor To 1st Floor Level
33 | Tor Steel -12mm Diameter | kg | 2710
34 | Tor Steel - 16mm Diameter | kg | 2100
Mild Steel reinforcement as follows
35 | Mild Steel - 8mm Diameter | kg | 420
1st Floor Level to Roof level
Tor steel reinforcements as follows
36 | Tor Steel - 16mm Diameter | kg | 1250
Page total carried to the Collection Bellow
Mild Steel reinforcement as follows
37 | Mild Steel - 8mm Diameter | kg | 310
B | Page total carried to the Collection Bellow
COLLECTION
Total of Page4
Total of Page 5
Total of Page 6
Total of Page 7
Total of Page 8
B | TOTAL FOR CONCRETE WORK CARRIED TO SUMMARY
C | MASONRY WORK
| The bidders are requested to refer General Notes, Pricing Preambles, Drawings, Specifications, Conditions of Contract, Special Conditions of Contract and all other relevant documents prior to pricing of the following items. | Note
| Rates shall include for preparation of surfaces of floor slab, columns (steel or RCC) and wall surfaces for proper bonding. | Note
| Rate to include cost for all concrete stiffener columns & stiffener beams as per specification. | Note
Block Work
Walling; Concrete blocks, BS 2028 type A, solid, dense aggregate, average compressive strength 4N/sq mm
In Foundations
1 | 230mm thick cement sand solid block masonry cast in 1:6 cement sand mix and built with 1:4 cement sand mortar. Rate shall include for continuous curing for 7 days | m2 | 132
Ground Floor To 1st Floor Level
2 | 230mm thick cement sand solid block masonry cast in 1:6 cement sand mix and built with 1:5 cement sand mortar. Rate shall include for continuous curing for 7 days | m2 | 95
3 | 150mm thick cement sand solid block masonry cast in 1:6 cement sand mix and built with 1:5 cement sand mortar. Rate shall include for continuous curing for 7 days | m2 | 172
1st Floor Level to Roof Level
4 | 230mm thick cement sand solid block masonry cast in 1:6 cement sand mix and built with 1:5 cement sand mortar. Rate shall include for continuous curing for 7 days | m2 | 103
5 | 150mm thick cement sand solid block masonry cast in 1:6 cement sand mix and built with 1:5 cement sand mortar. Rate shall include for continuous curing for 7 days | m2 | 173
C | TOTAL FOR MASONRY WORK CARRIED TO SUMMARY
D | WATER PROOFING WORK
| The bidders are requested to refer General Notes, Pricing Preambles, Drawings, Specifications, Conditions of Contract, Special Conditions of Contract and all other relevant documents prior to pricing of the following items. | Note
| Waterproofing work to be carried out by a specialist waterproofing sub contractor. The contractor shall submit a 10 year guarantee for material and workmanship in the name of the Owner for waterproofing system in an internationally accepted format. | Note
| Contractor is supposed to furnish all technical details, samples and any other related literature available along with the quotations, to the Employer's Representative for his approval. | Note
| The bidder shall submit the most suitable water proofing system as specified to suit for different surfaces at location technically acceptable to the Employer's Representative | Note
| Rate shall include for complete work of water proofing including cleaning surfaces, making angle fillets at corners, necessary protective screeds, checking the area by ponding and total work required with the waterproofing system and as per the Employer's Representatives approval. | Note
| Applying of water proofing to walls up to a minimum height of 300mm from the floor. | Note
Ground Floor
1 | 1000 gauge polythene sheet as horizontal damp proof membrane under ground floor slab with fold side lapping | m2 | 130
2 | 230mm wide 20mm thick Damp-proof courses in 1:3 cement sand mortar finished with tropical High performance Felt. Rate shall include for laps at joints and angles. | m | 105
First Floor Washroom
3 | Waterproofing treatment using waterproofing slurry crystallization type in 0.8Kg/m2 per coat, pre wetting the surface and apply first coat of water proofing slurry in both direction and cure for 8 hrs and apply second coat and continuous curing for 3 days rate shall include for providing glass coat membrane to the floor wall/ wall corners minimum 150mm width in either side of corner | m2 | 45.5
D | TOTAL FOR WATER PROOFING WORK CARRIED TO SUMMARY
E | ROOF
| Supply, Fabricate, apply two coats of wood preservative and erection of hard wood swan timber roof frame as per the structural details and other specifications given in the detail drawings | Note
1 | 50x150 sawn timber in truss | m | 490
2 | 50x100mm sawn timber in truss | m | 190
3 | 50x150mm swan timber wall plate | m | 75
4 | 50x75mm swan timber purlin | m | 250
5 | Supply, and fix 4mm thick mils steel plates for the timber connections of trusses. Rate shall include for apply 2 coats of anticorrosive paint. | kg | 900
6 | 12mm diameter nut and washers for timber connection of truss. Rate shall include for apply 2 coats of anticorrosive paint. | kg | 200
7 | Supply, and laying of 0.47 ZN/AL color bond roofing sheets with necessary screws as per manufacturers recommendation. | m2 | 210
8 | Supply, and laying of 0.47 ZN/AL color bond ridge capping (girth 600mm) with necessary screws. | m2 | 25
9 | Supply, and laying of 0.47 ZN/AL color bond Hip capping (girth 600mm) with necessary screws. | m2 | 5.7
10 | Supply, and laying of 0.47 ZN/AL color bond valley gutter (girth 600mm) with necessary screws. | m2 | 5.7
11 | Supply, and laying of 0.47 ZN/AL color bond sheet flashing on the gable wall top (Girth 1200mm) | m | 7
12 | supply and fixing of 25x225mm timer facia board (Valance board & barge board). Rate shall include for apply one coat of wood primer and 2 coats of enamel paint after preparation of the surface. | m | 50
13 | Supply, and laying of 0.47 ZN/AL color bond Gutters (girth470mm) | m | 44
14 | Supply, and laying of 0.47 ZN/AL color bond down pipes, 100x100mm | m | 64
E | TOTAL FOR ROOF WORK CARRIED TO SUMMARY
F | DOORS AND WINDOWS
ALUMINIUM WINDOWS
| Fabrication and fixing of all aluminum components shall be carried out by experienced tradesman. The Contractor shall submit particulars of aluminum fabricator to the Employer's Representative for approval. | Note
| The Contractor will be required to provide a guarantee on material and workmanship for a period of 08 years from the date of handing over of works in the form required by the Employer as binding the aluminum manufacturer and the Contractor jointly and separately. | Note
| Shop drawings for fabrication of doors, windows, fan lights and all aluminum fabrication should be submitted to Architect / Employer's Representative for approval before the fabrication. | Note
| Rates shall include for | Note
1. Glass and Glazing.
2. All necessary aluminum Furniture.
3. Preparing and submitting shop drawings.
4. Furnishing guarantee as requested by the Employer's Representative.
5. Sampling and submission of test reports to Employer's Representative.
6. Supplying and pasting sand blast sticker.
7. 4mm thick Aluminum composite cladding sheet for paneling.
| 60 - 80 microns powder coated Aluminum extrusions to be used in windows and fanlights. | Note
| 6mm thick clear glass to be used for door and window glass panels and 5mm thick 'Pinheaded' or 'Frosted glass' to be used for Fanlights. | Note
| All the aluminum extrusions, furniture, door closer and all the accessories should be approved by the Employer's Representative. | Note
| All doors, windows and fanlight shall be fixed complete as per detail drawings. | Note
Ground Floor Level
1 | Supply, fabricate and fixing of fully glazed powder coated aluminum sliding window type W01 overall size 2000mmx2000mm, alternative sashes to be fixed and other alternatives to be sliding, comprising 70mm (1.6mm thick) aluminum frame with glazed panels. Complete with approved quality aluminum casement fasteners, rollers, gaskets, guides necessary accessories & another necessary to complete the work. | Nos. | 8
Page total carried to the Collection Bellow
2 | Supply, fabricate and fixing of fully glazed powder coated aluminum sliding window type W05 overall size 2000mmx1200mm, alternative sashes to be fixed and other alternatives to be sliding, comprising 70mm (1.6mm thick) aluminum frame with glazed panels. Complete with approved quality aluminum casement fasteners, rollers, gaskets, guides and other necessary accessories . | Nos.
3 | Supply, fabricate and fixing of fully glazed, powder coated aluminum sliding window type W03 overall size 1000mmx1000mm, alternative sashes to be fixed and other alternatives to be sliding, comprising 70mm (1.6mm thick) aluminum frame with glazed panels. Complete with approved quality aluminum casement fasteners, rollers, gaskets, guides and other necessary accessories. | Nos. | 4
First Floor Level
4 | Supply, fabricate and fixing of fully glazed powder coated aluminum sliding window type W01 overall size 2000mmx2000mm, alternative sashes to be fixed and other alternatives to be sliding, comprising 70mm (1.6mm thick) aluminum frame with glazed panels. Complete with approved quality aluminum casement fasteners, rollers, gaskets, guides necessary accessories & another necessary to complete the work. | Nos. | 8
5 | Supply, fabricate and fixing of fully glazed, powder coated aluminum sliding window type W03 overall size 1000mmx1000mm, alternative sashes to be fixed and other alternatives to be sliding, comprising 70mm (1.6mm thick) aluminum frame with glazed panels. Complete with approved quality aluminum casement fasteners, rollers, gaskets, guides and other necessary accessories. | Nos. | 4
DOORS
45mm thick hard wood, Mninga or equivalent timber single sash Paneled doors with 145x45mm hard wood timber frame, 145x45mm transom for 5mm thick fixed glazed panel on top as per the design. Rate shall include for 15mm thick architraves and finished with one coat of wood primer and 2 coats of approved color matt enamel paint.
In Ground Floor
6 | Door Type D02, Single leaf door, overall size 900 x 3150mm. |  | 4
7 | Door Type D03, Single leaf door, overall size 800 x 3150mm. |  | 4
In First Floor
8 | Door Type D02, Single leaf door, overall size 900 x 3150mm. |  | 4
9 | Door Type D03, Single leaf door, overall size 800 x 3150mm. |  | 4
Page total carried to the Collection Bellow
Iron Monger
In Ground Floor
10 | Supply and fix mortice type double lever door lock -UNION or equivalent |  | 4
11 | Supply and fix mortice type toilet door lock with indicator -UNION or Equivalent |  | 4
12 | Supply and fix 150x100mm heavy duty brass but hinges with necessary brass screws- Oxford or equivalent |  | 24
13 | 150mm ling heavy duty brass barrel bolt with necessary brass screws- Oxford or equivalent |  | 8
14 | 25 mm diameter rubber door stopper plugged and screwed to tiled floor. |  | 8
15 | Hydraulic cylinder door closer SOLEX brand or equivalent |  | 4
In First Floor
16 | Supply and fix mortice type double lever door lock -UNION or equivalent |  | 4
17 | Supply and fix mortice type toilet door lock with indicator -UNION or Equivalent |  | 4
18 | Supply and fix 150x100mm heavy duty brass but hinges with necessary brass screws- Oxford or equivalent |  | 24
19 | 150mm ling heavy duty brass barrel bolt with necessary brass screws- Oxford or equivalent |  | 8
20 | 25 mm diameter rubber door stopper plugged and screwed to tiled floor. |  | 8
21 | Hydraulic cylinder door closer SOLEX brand or equivalent |  | 4
Safety Iron Grills for Windows
Supply, fabricate and fix safety grill to window opening complete with all necessary ironmongery, including welding together all members as per Architects details, ground to smooth finish, painted with 2 coats of anticorrosive paint and 2 coats of oil paint
Ground Floor Level
22 | Supply, fabricate and fixing for window type W01 overall size 2000mmx2000mm as per the typical detail drawing. | Nos. | 8
23 | Supply, fabricate and fixing for window type W02 overall size 2000mmx1200mm as per the typical detail drawing. | Nos.
Page total carried to the Collection Bellow
24 | Supply, fabricate and fixing for window type W03 overall size 1000mmx1000mm as per the typical detail drawing. | Nos. | 4
First Floor Level
25 | Supply, fabricate and fixing for window type W01 overall size 2000mmx2000mm as per the typical detail drawing. | Nos. | 8
26 | Supply, fabricate and fixing for window type W03 overall size 1000mmx1000mm as per the typical detail drawing. | Nos. | 4
27 | Supply, fabricate and fixing 1.2mm thick stainless steel pipe hand rails for staircase and Balcony with 50mm Diameter top rail, 40mm Diameter bottom rail, 40mm Diameter uprights @ 1200mm Cts, 25mm diameter intermediate verticals @ 150mm Cts. and side holding rail, complete as per the detail drawings. Rate shall include for all necessary fixing rag bolts, plates, collars etc. | m | 25
Page total carried to the Collection Bellow
COLLECTION
Total of Page 12
Total of Page 13
Total of Page 14
Total of Page 15
F | TOTAL FOR DOORS AND WINDOWS CARRIED TO SUMMARY
G | FLOOR, WALL AND CEILING FINISHES
PLASTERING
| Rates for plastering shall includes for forming doors and windows reveals. | Note
| Rates for plastering between different surfaces shall include for spandex metal lathing to avoid any cracks between different surfaces. | Note
| Rate shall include for the "V" grove to separate tile and plaster. | Note
Internal Plaster
Ground Floor
1 | 16 mm thick plaster 1:4 cement and sand mix smooth finished with minimum 1mm thick acrylic wall putty to make plane smooth surface. | m2 | 300
Wall Tiles
| Tiles fixed to walls with polymer based tile adhesive and grooves to be tilled with approved tile grout matching color, at the vertical outward corner joints tile edges to be cut into 45 degree to finish 90degree corner complete all in accordance with the Employer's Representative instruction and drawings | Note
2 | Supply and fixing of 200mmX300mm glazed ceramic wall tiles approved made using polymer based tile adhesive approved by the Employer's Representative on Cement Plastered walls in toilets | m2 | 71
1st Floor
3 | 16 mm thick plaster 1:4 cement and sand mix smooth finished with minimum 1mm thick acrylic wall putty to make plane smooth surface. | m2 | 340
Wall Tiles
| Tiles fixed to walls with polymer based tile adhesive and grooves to be tilled with approved tile grout matching color, at the vertical outward corner joints tile edges to be cut into 45 degree to finish 90degree corner complete all in accordance with the Employer's Representative instruction and drawings | Note
4 | Supply and fixing of 200mmX300mm glazed ceramic wall tiles approved made using polymer based tile adhesive approved by the Employer's Representative on Cement Plastered walls in toilets | m2 | 71
External Plaster
Below DPC level
5 | 20mm thick plinth plaster in 1:3 cement and sand mix finish smooth with color cement grout on perimeter wall of the pavement. | m2 | 28
Ground Floor
6 | 16 mm thick plaster in 1:4 cement and sand mix finished semi rough to the walls. | m2 | 267
Page total carried to the Collection Bellow
1st Floor
7 | 16 mm thick plaster in 1:4 cement and sand mix finished semi rough to the walls. | m2 | 203
Floor Tiles
| The Bidders are requested to refer General Notes, Pricing Preambles, Drawings, Specifications, Conditions of Contract, Special Conditions of Contract and all other relevant documents prior to pricing of the following items. | Note
| Sample should be summited for approval of the Architect/ Employer's Representative | Note
| Rates shall include for preparation of surfaces for proper bonding. | Note
| Rate shall include for measures to provide suitable bonding between different surfaces such as concrete and brick/block surfaces as per specification. Rates shall also include for all tile specials such as corners, edges etc. | Note
| Rates shall include for cutting tiles and 45 degrees chamfering at corner joints wherever necessary. | Note
| Rate for tiling shall include for providing acceptable adhesive and/or suitable cement in an approved quality which has no effect to the properties of tiles. | Note
Ground Floor
8 | Supply & lay Matt Homogeneous porcelain Floor Tiles 600mm x 600mm in size, Grade "A" and approved color, laid on 12mm thk 1:2 cement sand bedding using polymer based tile adhesive approved by the Employer's Representative | m2 | 122
9 | Supply & laying of Non-Skid Homogeneous ceramic Floor Tiles for toilet 400mm x 400mm in size, Grade "A" and approved color, laid on 12mm thk 1:2 cement sand bedding using polymer based tile adhesive approved by the Employer's Representative | m2 | 18
10 | Supply & lay Matt Homogeneous porcelain Floor Tiles on 150mm high skirting with 600mm x 600mm in size, Grade "A" and approved color, laid on 12mm thk 1:2 cement sand bedding using polymer based tile adhesive approved by the Employer's Representative | m | 112
1st Floor
11 | Supply & lay Matt Homogeneous porcelain Floor Tiles 600mm x 600mm in size, Grade "A" and approved color, laid on 12mm thk 1:2 cement sand bedding using polymer based tile adhesive approved by the Employer's Representative | m2 | 123
12 | Supply & laying of Non-Skid Homogeneous ceramic Floor Tiles for toilet 400mm x 400mm in size, Grade "A" and approved color, laid on 12mm thk 1:2 cement sand bedding using polymer based tile adhesive approved by the Employer's Representative | m2 | 18
Page total carried to the Collection Bellow
13 | Supply & lay Matt Homogeneous porcelain Floor Tiles on 150mm high skirting with 600mm x 600mm in size, Grade "A" and approved color, laid on 12mm thk 1:2 cement sand bedding using polymer based tile adhesive approved by the Employer's Representative | m | 100
Ceiling Finish
Ground Floor
14 | 10 mm thick plastering to R.C.C. beams, slab soffit in cement and sand 1:3 including floating smooth finished with acrylic wall putty. | m2 | 145
1st Floor
15 | Supply and Fixing 6mm thick cement fiber board internal ceiling fixed with 50x50mm sawn soft wood, treated with pressure impregnated preservative frame work (600x1200mm panels) hang to roof structure steadily @ 1200mm interval both ways. Rate shall include to complete with 90x13mm gypsum cornice forming curved junction at wall with approved adhesive and nails, etc. | m2 | 145
16 | Supply and Fixing 6mm thick cement fiber board external ceiling fixed with 50x50mm sawn soft wood, treated with pressure impregnated preservative frame work (600x1200mm panels) hang to roof structure steadily @ 1200mm interval both ways. Rate shall include to complete with 90x13mm gypsum cornice forming curved junction at wall with approved adhesive and nails, etc. | m2 | 46
Page total carried to the Collection Bellow
COLLECTION
Total of Page 16
Total of Page 17
Total of Page 18
G | TOTAL FOR FLOOR, WALL AND CEILING FINISHES CARRIED TO SUMMARY
H | PAINTING AND DECORATION
| The Bidders are requested to refer Bill of Quantities, General Notes, Pricing Preambles, Drawings, Conditions of Contract, and all other relevant documents prior to pricing of the following items. | Note
| Internal painting (master pallet) shall be acrylic based emulsion in an approved manufacture (Gold Star, Sandolin or equivalent) paint and color to suit with the environment, climate and location of this project. | Note
| External painting (master pallet) shall be exterior quality, weather shield, texture base in an approved manufacture (Gold Star, Sandolin or equivalent) paint and color to suit with the environment, climate and location of this project. | Note
| Rate for painting shall include for painting to door and window reveals. | Note
| Color of the paint shall be approved by Employer's representative | Note
Internal Painting
| Rate shall include for applying wall putty to smooth the surface | Note
Ground Floor
1 | Prepare plaster surfaces of wall, columns, beams and projections and apply one coat of filler and two coats of emulsion paint as per manufacture's instruction. | m2 | 300
2 | Prepare plaster surfaces of on soffit of first floor slab and sides and soffit of exposed beams and staircase. and apply one coat of filler and two coats of emulsion paint as per manufacture's instruction. | m2 | 145
1st Floor
3 | Prepare plaster surfaces of wall, columns, beams and projections and apply one coat of filler and two coats of emulsion paint as per manufacture's instruction. | m2 | 340
4 | Prepare plaster surfaces of on external & internal ceiling and apply one coat of filler and two coats of emulsion paint as per manufacture's instruction. | m2 | 191
External Painting
Ground Floor
5 | Prepare plasterer surfaces of all faces of walls columns, beams and projections and apply one coat of exterior primer/sealer, two coats of weather shield paint as per manufacturer instruction. | m2 | 267
1st Floor
6 | Prepare plasterer surfaces of all faces of walls columns, beams and projections and apply one coat of exterior primer/sealer, two coats of weather shield paint as per manufacturer instruction. | m2 | 203
Page total carried to the Collection Bellow
7 | Prepare surfaces of barge and facia boards and apply one coat of aluminum wood primer and two coats of approved color enamel paint. | m2
Page total carried to the Collection Bellow
COLLECTION
Total of Page 19
Total of Page 20
H | TOTAL FOR PAINTING AND DECORATION CARRIED TO SUMMARY
J | PLUMBNG/SANITARY INSTALLATIONS
| The Bidder is requested to refer the Preamble Notes, General Notes, drawings, Specifications, Conditions of Contract, special conditions of contract and other relevant document prior to pricing of the following items. | Note
This trade include the following works:
| a.) Sanitary fittings, toilet accessories | Note
b.) Water supply
c.) External sewerage and waste water disposal (up to the nearest sewer manhole).
d). Internal drainage (up to the nearest first manhole).
| Rate shall include for insurance during handling, rehandling, transport, storage, delivery to the point of installation and until handing over. | Note
| All taps and valves shall be "PEX", or equivalent to the approval of the Employer's Representative. | Note
Supply and Install Sanitary fittings and Toilets Accessories
| All water Sanitary fittings to be in original make in an approved colors otherwise specified. | Note
| All pipes to be fixed to the soffit to be with necessary fixing accessories and pipe supports etc., to the approval of the Employer's Representative. | Note
| Rates for Flexible hose measured with fittings shall include with the rate of each item | Note
| Rate are to include for screws nails pipe hooks saddles branches sockets connection short lengths back nuts, nipples & the like & holes chasing etc. & making good in all trades & all necessary excavation & back filling. | Note
| Good quality PPR pipes shall be used for hot and cold water supply, comply with IS 15801, BS4991, BS6920. | Note
All waste water and sewer pipes shall be UPVC. Pipes & fittings shall comply with the latest BS 4514: 1984, BS 3505 & BS 4316 -1.
| Any specials water supply & drainage fittings such as bends, tees, reducers etc. unless otherwise stated separately in the BOQ shall be deemed to have been included in relevant items & should accordingly be rated to include for such special fittings & for any extra works involved in the satisfactory completion of such items. | Note
Supplying & fixing American Standard or Equivalent Vitreous China floor standing wash basin (white color) having nominal size of (575x450mm ) with universal height pedestal of floor to Rim height 825mm, over flow hole and single tap hole in center, Rate shall include for pedestal, stainless steel flexible hose Stainless steel mixer pillar tap, 1/2" dia Chromium plated brass angle valve and wash basin fixing kit.
1 | In Ground Floor | Nos. | 4
2 | In First Floor | Nos. | 4
Supplying & fixing, American Standard or Toto or Equivalent Vitreous china floor mounted close coupled, Water Closet (toilet) suite with wash down 6/3 litter dual flushing. Has a horizontal outlet and cistern with water inlet from bottom. Complete with Seat, Seat cover and concealed trap. Also providing bidet spray, Chromium plated brass angle valve, stainless steel flexible hose.
3 | In Ground Floor | Nos. | 4
4 | In First Floor | Nos. | 4
Mirror over basin 600mmx 600mm as specified comprising with silvered float glass mirror with slight rounded edges free from effect of wavy image French polished vitreous China clips and plugs fixed to wall sizes as per detail drawing.
5 | In Ground Floor | Nos. | 4
6 | In First Floor | Nos. | 4
Soap tray (vitreous china) fixed to wall with fiber plugs and brass screws.
7 | In Ground Floor | Nos. | 4
8 | In First Floor | Nos. | 4
Supplying & fixing chromium plated brass 1/2" diameter Bib Tap
9 | In Ground Floor | Nos. | 4
10 | In First Floor | Nos. | 4
Supplying & fixing hand bidet spay
11 | In First Floor | Nos. | 4
12 | In Ground Floor | Nos. | 4
Supplying & fixing chromium plated brass towel Rail
13 | In Ground Floor | Nos. | 4
14 | In First Floor | Nos. | 4
Supply and fix surface mounted stainless steel hand paper towel dispenser with paper to wall.
15 | In Ground Floor | Nos. | 4
16 | In First Floor | Nos. | 4
Page total carried to the Collection Bellow
Supply and fix 150mm dia stainless steel rain shower with mixing valve and complete with all necessary special and accessories
17 | In Ground Floor | Nos. | 4
18 | In First Floor | Nos. | 4
Cold and Hot Water Distribution System
| Rates for all pipes shall include for pipes supports, saddles, clips, screws, nails, hardware fixing, jointing, materials cutting holes, chasing in brick work, concrete etc., and making good the same in all trades and under ground piping all necessary excavation, backfilling, planking and strutting, concrete bedding and hunching, dewatering and disposal of surplus material as directed. The proposal for pipe fixing method to be submitted for prior approval of the Employer's Representative | Note
| Rates for pipes shall include for burying in ground or walls or clipping to wall and all pipe supports fixed to under side of the soffits as required and for pipe fittings such as bends, tees, "Y" junctions, reducers, inspection openings, stop ends, etc., as required. | Note
| Rate for pipes shall include for all pipe fittings and pipe hanging system. | Note
| All pipe and fittings as per Specification and standard. | Note
| Rate shall include for connecting the pipes to the existing pipes vertical stacks with all necessary specials | Note
| Rate shall include for carryout pressure test according to BS - EN-806 after completing the plumbing work | Note
Supply and lay/Fix 25 mm dia PPR Pipe with specials.
19 | In Ground Floor | m | 80
20 | In First Floor | m | 80
Supply and fix 25 mm dia Brass Gate valve
21 | In Ground Floor | Nos. | 8
22 | In First Floor | Nos. | 8
Waste Water Disposal System
| UPVC pipes and fittings to conform BS 4660, BS 5481, BS 4576, BS 3943, BS 4514 and BS 5255 wherever applicable to satisfy the specification and as per drawings. | Note
| Rates for all pipes to be fixed to the soffit with suitable pipe supports and with necessary fixing accessories etc., to the approval of the Employer's Representative | Note
Page total carried to the Collection Bellow
| Rates for all piping shall include for pipe supports, saddles, clips, screws, nails, hardware fixing and jointing materials cutting holes, chasing in brick work, concrete etc., and making good the same in all treads. Rates for under-ground piping shall include for all necessary excavation and backfilling, planking and strutting, concrete bedding and disposal of surplus materials as directed. | Note
| Rates for pipes shall include for pipe supports fixed to soffits, walls or clipping to walls as required and for pipe fittings such as bends, tees, Y junctions, reducers, inspection, opening, stops ends, etc., as required. | Note
| All waste in vertical stacks shall be in suitable type to bear the pressure | Note
| Rates for all underground pipes shall include for all excavation, laid to gradient filling with selected materials and encasing the pipes with concrete as required. | Note
| uPVC pipe and fitting as per detail drawing | Note
| Rate shall include for connecting the pipes to the existing pipes vertical stacks with all necessary specials | Note
Waste water pipes
63mm dia waste pipe type 600 uPVC pipe
23 | In Ground Floor | m | 4
24 | In First Floor | m | 16
50mm dia waste pipe type 600 uPVC pipe
25 | In Ground Floor | m | 12
26 | In First Floor | m | 12
150x150mm PVC gully with stainless steel grating
27 | In Ground Floor | Nos. | 4
28 | In First Floor | Nos. | 4
Sewer Disposal System
| Sewer disposal system has been measured up to the nearest first manhole. All work beyond the first manhole has been measured under drainage and storm water disposal trade. | Note
| Rates for pipes shall include for all pipe fittings such as bends, tees, reducers, connectors cleaning | Note
| point, etc., and inspection openings as necessary for total completion of the work. | Note
| Rates for pipes shall include for fixing arrangements with clips and/or pipe supports. The bidder shall submit his proposal for pipe supports/ fixing system as per specification to the approval of the Employer's Representative | Note
Page total carried to the Collection Bellow
| Rates for all underground pipes shall include for all excavation, laid to gradient filling with selected materials, encasing the pipes with concrete as required and laying warning tape . | Note
| Rate shall include for connecting the pipes to the existing vertical stacks with all necessary specials | Note
Sewer pipes
110mm dia sewer pipe type 600 uPVC pipe
29 | In Ground Floor | m | 10
30 | In First Floor | m | 20
160mm dia sewer pipe type 600 uPVC pipe
31 | In Ground Floor | m | 20
32 | In First Floor | m
110mm dia uPVC vent cowl fixed above roof
33 | In Second Floor | Nos. | 15
34 | Supply, install, test and commission solar water heating system on the roof with 300L capacity reservoir complete with solar panels and mounting accessories to be installed in series connections. | Nos. | 1
Page total carried to the Collection Bellow
COLLECTION
Total of Page 22
Total of Page 23
Total of Page 24
Total of Page 25
J | TOTAL FOR PLUMBNG / SANITARY INSTALLATIONS CARRIED TO SUMMARY
K | AIR CONDITIONING AND VENTILLATION SYSTEM
GROUND FLOOR
Single Split Air Conditioning System
1 | Supply, Installation of Single split Wall Mounted Type air conditioning units, LG or Equivalent, manufactured confirming ISO 9001 & 14001 certification, UL registration complete with air cooled condensing units with refrigerant R410A , comprises of inverter driven compressors, remote controller etc. | Nos. | 4
Capacity - 12000BTU (3.6KW)
2 | Supply and fixing of insulated refrigerant Cu pipe lines with all accessories. | m | 20
Supply, install, test and commission condensate drainage PVC pipes complete with associated fittings i.e. tees, elbows reducers etc. so as to make the system work perfectly.
3 | Drain pipe 25mm diameter | m | 20
4 | Drain pipe 32mm diameter | m | 40
5 | Supply and install the mounting brackets, supports and other fittings for outdoor unit | Nos. | 4
FIRST FLOOR
Single Split Air Conditioning System
Supply, Installation of Single split Wall Mounted Type air conditioning units, LG or Equivalent, manufactured confirming ISO 9001 & 14001 certification, UL registration complete with air cooled condensing units with refrigerant R410A , comprises of inverter driven compressors, remote controller etc.
6 | Capacity - 12000BTU (3.6KW) | Nos. | 4
7 | Supply and fixing of insulated refrigerant Cu pipe lines with all accessories. | m | 20
Supply, install, test and commission condensate drainage PVC pipes complete with associated fittings i.e. tees, elbows reducers etc. so as to make the system work perfectly.
8 | Drain pipe 25mm diameter | m | 20
9 | Drain pipe 32mm diameter | m | 40
10 | Supply and install the mounting brackets, supports and other fittings for outdoor unit | Nos. | 4
K | TOTAL FOR AIR CONDITION AND VENTILATION SYSTEM CARRIED TO SUMMARY
SUMMARY OF BILL 2.3 - BLOCK B1 OF SELF ACCOMMODATION BUILDING
A | EXCAVATION AND EARTH WORK
B | CONCRETE WORK
C | MASONRY WORK
D | WATER PROOFING WORK
E | ROOF
F | DOORS AND WINDOWS
G | FLOOR, WALL AND CEILING FINISHES
H | PAINTING AND DECORATION
J | PLUMBNG/SANITARY INSTALLATIONS
K | AIR CONDITIONING AND VENTILLATION SYSTEM
TOTAL OF BILL NO 2.3 - BLOCK B1 CARRIED TO SELF ACCOMMODATION BUILDING SAMMARY

## 2.4 Block C
BILL NO 2.4- SELF-CONTAINED ACCOMMODATION BUILDING - BLOCK C
ITEM NO. | DESCRIPTION | UNIT | QTY | RATE (TZS) | AMOUNT (TZS)
A | EXCAVATION AND EARTH WORK
| The Bidders are requested to refer the General Notes, Pricing Preambles, Drawings, Specifications, Conditions of Contract, Special Conditions of Contract and all other relevant documents prior to pricing of the following items. | Note
| Rates shall include for any working space as required by the contractor. | Note
| Rates shall include for Excavating and removing roots surfaces including all metals | Note
| Dewatering and earth work supports shall not be measured separately. (Rate shall include for cost of dewatering and earth work support, if necessary) | Note
| The bidder is requested to check ground water level and soil investigation report, limitation of transport, limitation of site, conditions of the existing road for possibility of transportation of heavy equipment et1B., prior to pricing this section of work. | Note
| The contractor shall arrange and obtain necessary permission from authorities for disposal and dumping of earth. | Note
| Rates shall include for removal and disposal of any obstructions, such as artificial structure and rock boulders etc. during excavation if encountered. | Note
Earthwork Support
| Rate to include the cost of Earth work supporting system to be carried out only on the instruction of the Employer's Representative depending on the nature of the soil. | Note
| The contractor shall design and carry out the most suitable earthwork support system capable of achieving the specified technical requirement and in consideration of ground water level, soil condition, other buildings and structures situated close to the site. The Tenderer shall submit his proposal in detail with necessary calculations, method, type of equipment/plant, propose to use and shop drawings etc., along with the bid for the approval of the Employer's Representative | Note
Filling & Compaction
Approved earth shall mean filling materials that comply to the following:
(a) The earth shall be free of vegetation, a roots, boulders, easily decomposable materials, chemicals, industrial waste, plastic etc.
(b) The maximum size of particle shall not exceed 75 m1K.
(c) The earth shall be well graded and the silt and clay (fines) content shall not be more than 25%.
(d) The standard proctor density shall be grater than 1.70 g/cm3.
Site Preparation
1 | Clearing site vegetation including top soil removing for maximum 150mm, compacting and disposal of all surplus excavated material away from the site as directed and site clearing shall be covered the area where 3000mm beyond the building. (contractor shall visit the site & assert the actual work involve) | m2 | 390
Excavation
2 | Excavation of foundation for Column / wall in any material other than rock requiring blasting depth not exceeding 1.5m. Rate shall include for compacting the bottom of excavation, part return fill to excavation and rammed, surplus disposed off site as directed. | m3 | 67
3 | Excavation for foundation in rock requiring blasting. Rate shall include for compacting the bottom of excavation, part return fill to excavation and rammed, surplus disposed off site as directed. | m3 | 5
Filling
4 | Approved imported hard earth (Gravel) filling including levelling, watering and compacting in 150mm layers between foundation of walls up to DPC level with 98% compaction. (Payment shall be made for compacted volume) | m3 | 79
5 | Approved available hard earth filling (selected excavated soil) including levelling, watering and compacting in 150mm layers around the building with 98% compaction. (Payment shall be made for compacted volume) | m3 | 77
6 | Approved available hard earth filling including levelling, watering and compacting in 150mm layers between foundation of walls up to DPC level with 98% compaction. (Payment shall be made for compacted volume) | m3 | 79
Page total carried to the Collection Bellow
7 | 200mm thick hardcore filling blinded with sand (50mm Thick) to receive damp proof membrane (measured separately) | m2 | 175
| For Anti termite treatment- The chemical shall be of approved by the Employer's Representative. Aldrin 0.50% solution or other equal and approved anti-termite treatment applied at a rate of 7 liters per square meter. | Note
| The chemical to be sprayed on soil surface and injected in to the filling by drilling treated surface to be covered by polythene membrane within 24hrs of treatments | Note
8 | Anti-termite treatment shall be done by a specialized sub-contractor in accordance with the manufacture's specification and to the approval of Consultant by specialize sub-contractor. It is needed to produce warrantee certificate from professional anti termite sub contractor for minimum 10 Years. | m2 | 250
Page total carried to the Collection Bellow
COLLECTION
Total of Page2
Total of Page 3
TOTAL FOR EXCAVATION AND EARTH WORK CARRIED TO SUMMARY
B | CONCRETE WORK
| The bidders are requested to refer General Notes, Pricing Preambles, Drawings, Specifications, Conditions of Contract, Special Conditions of Contract and all other relevant documents prior to pricing of the following items. | Note
| Rate shall include for depositing, handling, hoisting into position, vibrating, curing etc. and making good after removal of formwork etc. | Note
| All Concrete Works shall comply to the specifications, filled into formwork and well packed around reinforcement. | Note
| Rate shall include for supplying and laying of gauge 1000 polythene on ground, where concrete is in direct contact with ground, before pouring concrete unless other wise measured separately. | Note
| Coarse aggregate should be granite material. Metal to be used shall be granite comply to the specification. | Note
| Fine aggregate shall be river sand | Note
| Rate for concreting columns, walls shall include for kickers and cover blocks. | Note
Measurement of Slabs & Walls
| Slab concrete include that part of beam to a depth of largest adjacent slab thickness. | Note
| Concrete work related to Ramps has been measured separately and slopes have not been indicated. Slopes shall be as shown in the drawings. | Note
| Contractor shall ensure that all contacting surfaces including reinforcement dowels left out for bonding purposes is free from any organic or artificial material which can be a hindrance to achieve specified properties in the Drawings and Specifications. | Note
| Rates for lean concrete shall include for preparation of bottom of excavation prior to pouring of lean concrete. | Note
| Contractor shall ensure that the top of the lean concrete layer shall be finished semi rough for waterproofing layer. Rate for lean concrete shall include for waterproofing layer unless measured separately. | Note
| Rates for formwork shall include for control joints, isolation joints wherever specified and required according to the drawings and specifications. | Note
| Rate for concrete shall include for construction joint, isolation joint, expansion joint, with dowel bars, end cap and compressible filler with sealant on top as per drawing. | Note
| Rates for concrete shall include all necessary tests by an Authority acceptable to the Employer's Representative | Note
| Rates for concrete shall include all necessary equipment which are required for concreting. Rate shall include for continuous curing for 7 days. | Note
| Reinforcement & Form work paid for separately unless otherwise specified in the item. | Note
Up to DPC Level
Plain Cement Concrete
1 | 50mm thick plain In-situ Concrete; Nominal Grade 20, mix ratio (1:2:4) or appropriate with 20 mm aggregates wall and column foundations. | m2 | 75
Reinforced Cement Concrete
Nominal Grade 20, mix ratio (1:2:4) or appropriate
2 | Reinforced Cement Concrete (Gr.25) in Column Footing | m3
3 | Reinforced Cement Concrete (Gr. 25) in Columns | m3
4 | Reinforced Cement Concrete (Gr. 25) in trench foundation of wall | m3 | 17.1
5 | Reinforced Cement Concrete (Gr. 25) in Ground beam. | m3 | 11
8 | 100mm thick Floor Concrete in Gr 25 | m2 | 175
Above DPC Level to 1st Floor Level
7 | Reinforced Cement Concrete (Gr. 25) in Column | m3 | 1.7
Page total carried to the Collection Bellow
8 | Reinforced Cement Concrete (Gr. 25) in beam. | m3 | 11
9 | Lintels size 150x200mm in Gr. 25 cement concrete reinforced with 4Nos of 10 mm dia. tor steel bars and 8 mm mild steel stirrups @ 150mm c/c and rate shall include for reinforcement & formwork. | m | 9.6
10 | Window sills, size 230x75mm in Gr.25 cement concrete reinforced with 2Nos of 12 mm dia. tor steel bars and 8mm mild steel stirrups @ 150mm c/c and rate shall include for reinforcemts & formwork. | m | 11
FORM WORK
| Formwork for concrete under ground level shall be of timber for all exposed concrete, use 15mm thick plywood sheets for slab bottoms, columns | Note
| Formwork centering and moulds for concrete construction shall be of approved system to suit with the nature of this project and shall be erected true in line, levels and vertically for walls and columns and to the shapes and sizes required by the work, and shall be of suitable design and substantial and rigid construction so as to prevent deformation due to the placing and compacting of concrete and any incidental loading. All formwork and cantering shall be so constructed that no grout shall leak out during concreting. | Note
| Formwork and cantering shall be provided with adequate struts, braces, walling, ties and clamps so as to maintain the dimensions lines and levels shown on the drawings during the entire operation of placing and compacting the concrete and to prevent any sagging exceeding 3mm under the weight of wet concrete with any other super imposed loads which they would be subjected to during construction. | Note
| Formwork to column heads has been measured with slab and not enumerated separately. | Note
| The contractor shall provide sufficient formwork and moulds to ensure adequate progress of work and the Employer's Representative may direct the contractor to provide at contractor's expense such additional formwork and moulds as they may deem necessary if in his opinion the proper progress of the work is retarded by their absence. | Note
Page total carried to the Collection Bellow
| Rates shall include for forming projections and chamfers. | Note
| Formwork has been measured as the net contact surface measurement between concrete and formwork. | Note
| Type of formwork shall be ply wood or steel with steel supporting system on concrete surfaces on removal of shuttering unless otherwise specified elsewhere. Rates for formwork shall include for all necessary measures to provide fine finish to the satisfaction of the Employer's Representative | Note
| The bidder shall submit the method of statement detail of his proposal for formwork system prior to the work. | Note
Using 15 mm thick plywood and Class II timber joists and props including dismantling.
Up to DPC Level
11 | For sides of Column footing, and wall foundation beams | m2 | 49
12 | For sides of ground beam | m2 | 96
Form work with plywood sheet and Class II timber members including dismantling.
Above DPC Level to 1st Floor Level
13 | To side and soffits of beam | m2 | 120
14 | To sides of column | m2 | 15
REINFORCEMENTS
| The size of reinforcement bars comply BS 4449 described in the drawing or elsewhere shall be the minimum size and the rolling margin and any other tolerance shall be wholly above this size. Hooks and laps have been measured and included with the quantities for reinforcements. | Note
| All reinforcement shall be free from mill scale, dirt, oil, paint, grease or loose rust before fixing in position and shall be brushed with a stiff wire brush if so directed by the Employer's Representative | Note
Page total carried to the Collection Bellow
| Reinforcement shall be bent cold by applying a slow even pressure on an approved type of bending apparatus. | Note
| Re-bending of incorrectly bends bars shall not be attempted. | Note
| Rates shall include for cutting, bending, fabricating, placing in position, holding and supporting including temporary fixing supports, hangers, binding wire spacers, stools and waste (Designed laps are included in quantities). | Note
| Rates shall include for working in difficult conditions. | Note
| The bidder is advised to refer the diameters of reinforcement steel to be used for this project and to be aware of the availability of relevant diameters and to price the item in the trade accordingly. | Note
High yield Steel and Mild Steel bar comply BS 4449 reinforcement in the following;
Tor steel reinforcement (to BS 4449 and characteristic strength fy = 460N/mm2)
Mild steel reinforcement (to BS 4449 and characteristic strength fy = 250N/mm2)
Up to DPC Level
Tor steel reinforcements as follows
15 | Tor Steel -10mm Diameter | kg | 200
16 | Tor Steel -12mm Diameter | kg | 290
17 | Tor Steel - 16mm Diameter | kg | 700
Mild Steel reinforcement as follows
18 | Mild Steel - 8mm Diameter | kg | 250
BRC mesh fabric reinforcement ref A142 (weighing 2.2kg/m2) beneath floor bed with 6mm main and cross wires @200mm c/c and 200mm laps
19 | In ground floor slab | m2 | 175
Page total carried to the Collection Bellow
DPC to Roof Level
Tor steel reinforcements as follows
20 | Tor Steel -12mm Diameter | kg
21 | Tor Steel - 16mm Diameter | kg | 1000
Mild Steel reinforcement as follows
22 | Mild Steel - 8mm Diameter | kg | 400
Page total carried to the Collection Bellow
COLLECTION
Total of Page 5
Total of Page 6
Total of Page 7
Total of Page 8
Total of Page 9
B | TOTAL FOR CONCRETE WORK CARRIED TO SUMMARY
C | MASONRY WORK
| The bidders are requested to refer General Notes, Pricing Preambles, Drawings, Specifications, Conditions of Contract, Special Conditions of Contract and all other relevant documents prior to pricing of the following items. | Note
| Rates shall include for preparation of surfaces of floor slab, columns (steel or RCC) and wall surfaces for proper bonding. | Note
| Rate to include cost for all concrete stiffener columns & stiffener beams as per specification. | Note
Block Work
Walling; Concrete blocks, BS 2028 type A, solid, dense aggregate, average compressive strength 4N/sq. mm
In Foundations
1 | 230mm thick cement sand solid block masonry cast in 1:6 cement sand mix and built with 1:4 cement sand mortar. Rate shall include for continuous curing for 7 days | m2 | 128
Ground Floor To 1st Floor Level
2 | 230mm thick cement sand solid block masonry cast in 1:6 cement sand mix and built with 1:5 cement sand mortar. Rate shall include for continuous curing for 7 days | m2 | 353
3 | 150mm thick cement sand solid block masonry cast in 1:6 cement sand mix and built with 1:5 cement sand mortar. Rate shall include for continuous curing for 7 days | m2 | 75
C | TOTAL FOR MASONRY WORK CARRIED TO SUMMARY
D | WATER PROOFING WORK
| The bidders are requested to refer General Notes, Pricing Preambles, Drawings, Specifications, Conditions of Contract, Special Conditions of Contract and all other relevant documents prior to pricing of the following items. | Note
| Waterproofing work to be carried out by a specialist waterproofing sub contractor. The contractor shall submit a 10 year guarantee for material and workmanship in the name of the Owner for waterproofing system in an internationally accepted format. | Note
| Contractor is supposed to furnish all technical details, samples and any other related literature available along with the quotations, to the Employer's Representative for his approval. | Note
| The bidder shall submit the most suitable water proofing system as specified to suit for different surfaces at location technically acceptable to the Employer's Representative | Note
| Rate shall include for complete work of water proofing including cleaning surfaces, making angle fillets at corners, necessary protective screeds, checking the area by ponding and total work required with the waterproofing system and as per the Employer's Representatives approval. | Note
| Applying of water proofing to walls up to a minimum height of 300mm from the floor. | Note
Ground Floor
1 | 1000 gauge polythene sheet as horizontal damp proof membrane under ground floor slab with fold side lapping | m2 | 175
2 | 230mm wide 20mm thick Damp-proof courses in 1:3 cement sand mortar finished with tropical High performance Felt. Rate shall include for laps at joints and angles. | m | 133
D | TOTAL FOR WATER PROOFING WORK CARRIED TO SUMMARY
E | ROOF
| Supply, Fabricate, apply two coats of wood preservative and erection of hard wood swan timber roof frame as per the structural details and other specifications given in the detail drawings | Note
1 | 50x150 sawn timber in truss | m | 595
2 | 50x75mm sawn timber in truss | m | 290
3 | 50x150mm swan timber wall plate | m | 44
4 | 50x75mm swan timber purlin | m | 280
5 | Supply, and fix 4mm thick mild steel plates for the timber connections of trusses. Rate shall include for apply 2 coats of anticorrosive paint. | kg | 500
6 | 12mm diameter nut and washers for timber connection of truss. Rate shall include for apply 2 coats of anticorrosive paint. | kg | 40
7 | Supply, and laying of 0.47 ZN/AL colour bond roofing sheets with necessary screws as per manufacturers recommendation. | m2 | 230
8 | Supply, and laying of 0.47 ZN/AL colour bond ridge capping (girth 600mm) with necessary screws. | m2 | 7
9 | Supply, and laying of 0.47 ZN/AL colour bond Hip capping (girth 600mm) with necessary screws. | m2
10 | Supply, and laying of 0.47 ZN/AL colour bond valley gutter (girth 600mm) with necessary screws. | m2 | 12
11 | supply and fixing of 25x225mm timer facia board (Valance board & barge board). Rate shall include for apply one coat of wood primer and 2 coats of enamel paint after preparation of the surface. | m | 33
12 | Supply, and laying of 0.47 ZN/AL colour bond sheet flashing on the gable wall top (Girth 1200mm) | m | 48
13 | Supply, and laying of 0.47 ZN/AL colour bond Gutters (girth470mm) | m | 30
14 | Supply, and laying of 0.47 ZN/AL colour bond down pipes, 100x100mm | m | 32
TOTAL FOR ROOF WORK CARRIED TO SUMMARY
F | DOORS AND WINDOWS
ALUMINIUM WINDOWS
| Fabrication and fixing of all aluminium components shall be carried out by experienced tradesman. The Contractor shall submit particulars of aluminium fabricator to the Employer's Representative for approval. | Note
| The Contractor will be required to provide a guarantee on material and workmanship for a period of 08 years from the date of handing over of works in the form required by the Employer as binding the aluminium manufacturer and the Contractor jointly and separately. | Note
| Shop drawings for fabrication of doors, windows, fan lights and all aluminium fabrication should be submitted to Architect / Employer's Representative for approval before the fabrication. | Note
| Rates shall include for | Note
1. Glass and Glazing.
2. All necessary aluminium Furniture.
3. Preparing and submitting shop drawings.
4. Furnishing guarantee as requested by the Employer's Representative.
5. Sampling and submission of test reports to Employer's Representative.
6. Supplying and pasting sand blast sticker.
7. 4mm thick Aluminium composite cladding sheet for panelling.
| 60 - 80 microns powder coated Aluminium extrusions to be used in windows and fanlights. | Note
| 6mm thick clear glass to be used for door and window glass panels and 5mm thick 'Pinheaded' or 'Frosted glass' to be used for Fanlights. | Note
| All the aluminium extrusions, furniture, door closer and all the accessories should be approved by the Employer's Representative. | Note
| All doors, windows and fanlight shall be fixed complete as per detail drawings. | Note
Ground Floor Level
1 | Supply, fabricate and fixing of fully glazed powder coated aluminium sliding window type W01 overall size 2000mmx2000mm, alternative sashes to be fixed and other alternatives to be sliding, comprising 70mm (1.6mm thick) aluminium frame with glazed panels. Complete with approved quality aluminium casement fasteners, rollers, gaskets, guides necessary accessories & another necessary to complete the work. | nr | 1
2 | Supply, fabricate and fixing of fully glazed powder coated aluminium sliding window type W03 overall size 1000mmx1000mm, alternative sashes to be fixed and other alternatives to be sliding, comprising 70mm (1.6mm thick) aluminium frame with glazed panels. Complete with approved quality aluminium casement fasteners, rollers, gaskets, guides and other necessary accessories . | nr | 5
3 | Supply, fabricate and fixing of fully glazed, powder coated aluminium fix glass window type W04 overall size 1000mmx3150mm, comprising 70mm (1.6mm thick) aluminium frame with glazed panels. Complete with gaskets and other necessary accessories. | nr | 8
DOORS
4 | Supply, fabricate and fix Door type D4 double sash swing door with fixed glazed panels, Overall Size 2000mm x3150mm powder coated aluminium door with 1.6mm thick Aluminium frame & Aluminium sashes fixed with 5mm thick float glass at top. Rate shall include for necessary Stainless steel butt hinges (4nrs per sash) , SS door latch / lock, SS Door handle and complete with necessary accessories. | nr | 5
Page total carried to the Collection Bellow
45mm thick hard wood, Mninga or equivalent timber single sash Panelled doors with 145x45mm hard wood timber frame, 145x45mm transom for 5mm thick fixed glazed panel on top as per the design. Rate shall include for 15mm thick architraves and finished with one coat of wood primer and 2 coats of approved colour matt enamel paint.
5 | Door Type D02, Single leaf door, overall size 900 x 3150mm. | nr | 1
6 | Door Type D03, Single leaf door, overall size 800 x 3150mm. | nr | 5
Iron Monger
In Ground Floor
7 | Supply and fix mortice type double lever door lock -UNION or equivalent |  | 1
8 | Supply and fix mortice type toilet door lock with indicator -UNION or Equivalent |  | 5
9 | Supply and fix 150x100mm heavy duty brass but hinges with necessary brass screws- Oxford or equivalent |  | 18
10 | 150mm ling heavy duty brass barrel bolt with necessary brass screws- Oxford or equivalent |  | 2
11 | 25 mm diameter rubber door stopper plugged and screwed to tiled floor. |  | 6
12 | Hydraulic cylinder door closer SOLEX brand or equivalent |  | 1
Safety Iron Grills for Windows
Supply, fabricate and fix safety grill to window opening complete with all necessary ironmongery, including welding together all members as per Architects details, ground to smooth finish, painted with 2 coats of anticorrosive paint and 2 coats of oil paint
13 | Supply, fabricate and fixing for window type W01 overall size 2000mmx2000mm as per the typical detail drawing. | Nos. | 1
Page total carried to the Collection Bellow
14 | Supply, fabricate and fixing for window type W03 overall size 1000mmx1000mm as per the typical detail drawing. | Nos. | 5
15 | Supply, fabricate and fixing for window type W04 overall size 1000mmx3150mm as per the typical detail drawing. | Nos. | 8
Page total carried to the Collection Bellow
COLLECTION
Total of Page 14
Total of Page 15
Total of Page 16
F | TOTAL FOR DOORS AND WINDOWS CARRIED TO SUMMARY
G | FLOOR, WALL AND CEILING FINISHES
PLASTERING
| Rates for plastering shall includes for forming doors and windows reveals. | Note
| Rates for plastering between different surfaces shall include for spandex metal lathing to avoid any cracks between different surfaces. | Note
| Rate shall include for the "V" grove to separate tile and plaster. | Note
Internal Plaster
Ground Floor
1 | 16 mm thick plaster 1:4 cement and sand mix smooth finished with minimum 1mm thick acrylic wall putty to make plane smooth surface. | m2 | 450
Wall Tiles
| Tiles fixed to walls with polymer based tile adhesive and grooves to be tilled with approved tile grout matching colour, at the vertical outward corner joints tile edges to be cut into 45 degree to finish 90degree corner complete all in accordance with the Employer's Representative instruction and drawings | Note
Ground Floor
2 | Supply and fixing of 200mmX300mm glazed ceramic wall tiles approved made using polymer based tile adhesive approved by the Employer's Representative on Cement Plastered walls in toilets | m2 | 88
External Plaster
Below DPC level
3 | 20mm thick plinth plaster in 1:3 cement and sand mix finish smooth with colour cement grout on perimeter wall of the pavement. | m2 | 30
Ground Floor
4 | 16 mm thick plaster in 1:4 cement and sand mix finished semi rough to the walls. | m2 | 150
Floor Tiles
| The Bidders are requested to refer General Notes, Pricing Preambles, Drawings, Specifications, Conditions of Contract, Special Conditions of Contract and all other relevant documents prior to pricing of the following items. | Note
Page total carried to the Collection Bellow
| Sample should be summited for approval of the Architect/ Employer's Representative | Note
| Rates shall include for preparation of surfaces for proper bonding. | Note
| Rate shall include for measures to provide suitable bonding between different surfaces such as concrete and brick/block surfaces as per specification. Rates shall also include for all tile specials such as corners, edges etc. | Note
| Rates shall include for cutting tiles and 45 degrees chamfering at corner joints wherever necessary. | Note
| Rate for tiling shall include for providing acceptable adhesive and/or suitable cement in an approved quality which has no effect to the properties of tiles. | Note
Ground Floor
5 | Supply & lay Matt Homogeneous porcelain Floor Tiles 600mm x 600mm in size, Grade "A" and approved colour, laid on 12mm thk 1:2 cement sand bedding using polymer based tile adhesive approved by the Employer's Representative | m2 | 162.5
6 | Supply & laying of Non-Skid Homogeneous ceramic Floor Tiles for toilet 400mm x 400mm in size, Grade "A" and approved colour, laid on 12mm thk 1:2 cement sand bedding using polymer based tile adhesive approved by the Employer's Representative | m2 | 22.5
7 | Supply & lay Matt Homogeneous porcelain Floor Tiles on 150mm high skirting with 600mm x 600mm in size, Grade "A" and approved colour, laid on 12mm thk 1:2 cement sand bedding using polymer based tile adhesive approved by the Employer's Representative | m | 110
Page total carried to the Collection Bellow
Ceiling Finish
Ground Floor
8 | Supply and Fixing 6mm thick cement fibre board internal ceiling fixed with 50x50mm sawn soft wood, treated with pressure impregnated preservative frame work (600x1200mm panels) hang to roof structure steadily @ 1200mm interval both ways. Rate shall include to complete with 90x13mm gypsum cornice forming curved junction at wall with approved adhesive and nails, etc. | m2 | 185
9 | Supply and Fixing 6mm thick external ceiling fixed with 50x50mm sawn soft wood, treated with pressure impregnated preservative frame work (600x1200mm panels) hang to roof structure steadily @ 1200mm interval both ways. Rate shall include to complete with 90x13mm gypsum cornice forming curved junction at wall with approved adhesive and nails, etc. | m2 | 23
Page total carried to the Collection Bellow
COLLECTION
Total of Page 17
Total of Page 18
Total of Page 19
TOTAL FOR FLOOR, WALL AND CEILING FINISHES CARRIED TO SUMMARY
H | PAINTING AND DECORATION
| The Bidders are requested to refer Bill of Quantities, General Notes, Pricing Preambles, Drawings, Conditions of Contract, and all other relevant documents prior to pricing of the following items. | Note
| Internal painting (master pallet) shall be acrylic based emulsion in an approved manufacture (Gold Star, Sandolin or equivalent) paint and colour to suit with the environment, climate and location of this project. | Note
| External painting (master pallet) shall be exterior quality, weather shield, texture base in an approved manufacture (Gold Star, Sandolin or equivalent) paint and colour to suit with the environment, climate and location of this project. | Note
| Rate for painting shall include for painting to door and window reveals. | Note
| Colour of the paint shall be approved by Employer's representative | Note
Internal Painting
| Rate shall include for applying wall putty to smooth the surface | Note
Ground Floor
1 | Prepare plaster surfaces of wall, columns, beams and projections and apply one coat of filler and two coats of emulsion paint as per manufacture's instruction. | m2 | 450
2 | Prepare plaster surfaces of on external & internal ceiling and apply one coat of filler and two coats of emulsion paint as per manufacture's instruction. | m2 | 208
External Painting
Ground Floor
3 | Prepare plasterer surfaces of all faces of walls columns, beams and projections and apply one coat of exterior primer/sealer, two coats of weather shield paint as per manufacturer instruction. | m2 | 150
4 | Prepare surfaces of barge and facia boards and apply one coat of aluminium wood primer and two coats of approved colour enamel paint. | m2
TOTAL FOR PAINTING AND DECORATION CARRIED TO SUMMARY
J | PLUMBNG/SANITARY INSTALLATIONS
| The Bidder is requested to refer the Preamble Notes, General Notes, drawings, Specifications, Conditions of Contract, special conditions of contract and other relevant document prior to pricing of the following items. | Note
This trade include the following works:
| a.) Sanitary fittings, toilet accessories | Note
b.) Water supply
c.) External sewerage and waste water disposal (up to the nearest sewer manhole).
d). Internal drainage (up to the nearest first manhole).
| Rate shall include for insurance during handling, rehandling, transport, storage, delivery to the point of installation and until handing over. | Note
| All taps and valves shall be "PEX", or equivalent to the approval of the Employer's Representative. | Note
Supply and Install Sanitary fittings and Toilets Accessories
| All water Sanitary fittings to be in original make in an approved colours otherwise specified. | Note
| All pipes to be fixed to the soffit to be with necessary fixing accessories and pipe supports etc., to the approval of the Employer's Representative. | Note
| Rates for Flexible hose measured with fittings shall include with the rate of each item | Note
| Rate are to include for screws nails pipe hooks saddles branches sockets connection short lengths back nuts, nipples & the like & holes chasing etc. & making good in all trades & all necessary excavation & back filling. | Note
| Good quality PPR pipes shall be used for hot and cold water supply, comply with IS 15801, BS4991, BS6920. | Note
All waste water and sewer pipes shall be UPVC. Pipes & fittings shall comply with the latest BS 4514: 1984, BS 3505 & BS 4316 -1.
| Any specials water supply & drainage fittings such as bends, tees, reducers etc unless otherwise stated separately in the BOQ shall be deemed to have been included in relevant items & should accordingly be rated to include for such special fittings & for any extra works involved in the satisfactory completion of such items. | Note
Supplying & fixing American Standard or Equivalent Vitreous China floor standing wash basin (white colour) having nominal size of (575x450mm ) with universal height pedestal of floor to Rim height 825mm, over flow hole and single tap hole in centre, Rate shall include for pedestal, stainless steel flexible hose Stainless steel mixer pillar tap, 1/2" dia Chromium plated brass angle valve and wash basin fixing kit.
1 | In Ground Floor | nr | 5
Supplying & fixing, American Standard or Toto or Equivalent Vitreous china floor mounted close coupled, Water Closet (toilet) suite with wash down 6/3 litter dual flushing. Has a horizontal outlet and cistern with water inlet from bottom. Complete with Seat, Seat cover and concealed trap. Also providing bidet spray, Chromium plated brass angle valve, stainless steel flexible hose.
2 | In Ground Floor | nr | 5
Mirror over basin 600mmx 600mm as specified comprising with silvered float glass mirror with slight rounded edges free from effect of wavy image French polished vitreous China clips and plugs fixed to wall sizes as per detail drawing.
3 | In Ground Floor | nr | 5
Soap tray (vitreous china) fixed to wall with fibre plugs and brass screws.
4 | In Ground Floor | nr | 5
5 | In First Floor | nr | 5
Supplying & fixing chromium plated brass 1/2" diameter Bib Tap
6 | In Ground Floor | nr | 5
Supplying & fixing hand bidet spay
7 | In ground Floor | nr | 5
Page total carried to the Collection Bellow
Supplying & fixing chromium plated brass towel Rail
8 | In Ground Floor | nr | 5
Supply and fix surface mounted stainless steel hand paper towel dispenser with paper to wall.
9 | In Ground Floor | nr | 5
Supply and fix 150mm dia stainless steel rain shower with mixing valve and complete with all necessary special and accessories
10 | In Ground Floor | nr | 5
Cold and Hot Water Distribution System
| Rates for all pipes shall include for pipes supports, saddles, clips, screws, nails, hardware fixing, jointing, materials cutting holes, chasing in brick work, concrete etc., and making good the same in all trades and under ground piping all necessary excavation, backfilling, planking and strutting, concrete bedding and hunching, dewatering and disposal of surplus material as directed. The proposal for pipe fixing method to be submitted for prior approval of the Employer's Representative | Note
| Rates for pipes shall include for burying in ground or walls or clipping to wall and all pipe supports fixed to under side of the soffits as required and for pipe fittings such as bends, tees, "Y" junctions, reducers, inspection openings, stop ends, etc., as required. | Note
| Rate for pipes shall include for all pipe fittings and pipe hanging system. | Note
| All pipe and fittings as per Specification and standard. | Note
| Rate shall include for connecting the pipes to the existing pipes vertical stacks with all necessary specials | Note
| Rate shall include for carryout pressure test according to BS - EN-806 after completing the plumbing work | Note
Page total carried to the Collection Bellow
Supply and lay/Fix 25 mm dia PPR Pipe with specials.
11 | In Ground Floor | m | 30
Supply and fix 25 mm dia Brass Gate valve
12 | In Ground Floor | nr | 2
Waste Water Disposal System
| UPVC pipes and fittings to conform BS 4660, BS 5481, BS 4576, BS 3943, BS 4514 and BS 5255 wherever applicable to satisfy the specification and as per drawings. | Note
| Rates for all pipes to be fixed to the soffit with suitable pipe supports and with necessary fixing accessories etc., to the approval of the Employer's Representative | Note
| Rates for all piping shall include for pipe supports, saddles, clips, screws, nails, hardware fixing and jointing materials cutting holes, chasing in brick work, concrete etc., and making good the same in all treads. Rates for under-ground piping shall include for all necessary excavation and backfilling, planking and strutting, concrete bedding and disposal of surplus materials as directed. | Note
| Rates for pipes shall include for pipe supports fixed to soffits, walls or clipping to walls as required and for pipe fittings such as bends, tees, Y junctions, reducers, inspection, opening, stops ends, etc., as required. | Note
| All waste in vertical stacks shall be in suitable type to bear the pressure | Note
| Rates for all underground pipes shall include for all excavation, laid to gradient filling with selected materials and encasing the pipes with concrete as required. | Note
| uPVC pipe and fitting as per detail drawing | Note
| Rate shall include for connecting the pipes to the existing pipes vertical stacks with all necessary specials | Note
Page total carried to the Collection Bellow
Waste water pipes
63mm dia waste pipe type 600 uPVC pipe
13 | In Ground Floor | m | 5
50mm dia waste pipe type 600 uPVC pipe
14 | In Ground Floor | m | 24
150x150mm PVC gully with stainless steel grating
15 | In Ground Floor | nr | 5
Sewer Disposal System
| Sewer disposal system has been measured up to the nearest first manhole. All work beyond the first manhole has been measured under drainage and storm water disposal trade. | Note
| Rates for pipes shall include for all pipe fittings such as bends, tees, reducers, connectors cleaning | Note
| point, etc., and inspection openings as necessary for total completion of the work. | Note
| Rates for pipes shall include for fixing arrangements with clips and/or pipe supports. The bidder shall submit his proposal for pipe supports/ fixing system as per specification to the approval of the Employer's Representative | Note
| Rates for all underground pipes shall include for all excavation, laid to gradient filling with selected materials, encasing the pipes with concrete as required and laying warning tape . | Note
| Rate shall include for connecting the pipes to the existing vertical stacks with all necessary specials | Note
Page total carried to the Collection Bellow
Sewer pipes
110mm dia sewer pipe type 600 uPVC pipe
16 | In Ground Floor | m | 20
110mm dia uPVC vent cowl fixed above roof
17 | In Second Floor | nr | 4
Page total carried to the Collection Bellow
COLLECTION
Total of Page 22
Total of Page 23
Total of Page 24
Total of Page 25
Total of Page 26
TOTAL FOR PLUMBNG / SANITARY INSTALLATIONS CARRIED TO SUMMARY
K | AIR CONDITIONING AND VENTILLATION SYSTEM
GROUND FLOOR
Single Split Air Conditioning System
1 | Supply, Installation of Single split Wall Mounted Type air conditioning units, manufactured confirming ISO 9001 & 14001 certification, UL registration complete with air cooled condensing units with refrigerant R410A , comprises of inverter driven compressors, and PCB.
2 | Capacity - 12000BTU (3.6KW) | nr | 2
3 | Capacity - 18000BTU (5.4KW) | nr | 2
4 | Capacity - 24000BTU (7.2KW) | nr | 2
5 | Supply and fixing of insulated refrigerant Cu pipe lines with all accessories. | m | 40
6 | Supply and Fixing in position the following UPVC condensate drain pipe (suitable for minimum 6kg/sq. cm working pressure) | m | 40
7 | Supply and installation of necessary hanging arrangement, complete in all respect including controls, cooling thermostat, etc. | nr | 6
TOTAL FOR AIR CONDITION AND VENTILATION SYSTEM CARRIED TO SUMMARY
COLLECTION OF BILL NO 2.4- SELF ACCOMMODATION BUILDING - BLOCK C
A | EXCAVATION AND EARTH WORK
B | CONCRETE WORK
C | MASONRY WORK
D | WATER PROOFING WORK
E | ROOF
F | DOORS AND WINDOWS
G | FLOOR, WALL AND CEILING FINISHES
H | PAINTING AND DECORATION
J | PLUMBNG/SANITARY INSTALLATIONS
K | AIR CONDITIONING AND VENTILLATION SYSTEM
TOTAL OF BILL NO 2.4 - BLOCK C CARRIED TO SELF ACCOMMODATION BUILDING SAMMARY

## Bill 3 Staff Accomodation
BILL NO 3 - STAFF ACCOMMODATION
ITEM NO. | DESCRIPTION | UNIT | QTY | RATE (TZS) | AMOUNT (TZS)
A | EXCAVATION AND EARTH WORK
| The Bidders are requested to refer the General Notes, Pricing Preambles, Drawings, Specifications, Conditions of Contract, Special Conditions of Contract and all other relevant documents prior to pricing of the following items. | Note
| Rates shall include for any working space as required by the contractor. | Note
| Rates shall include for Excavating and removing roots surfaces including all metals | Note
| Dewatering and earth work supports shall not be measured separately. (Rate shall include for cost of dewatering and earth work support, if necessary) | Note
| The bidder is requested to check ground water level and soil investigation report, limitation of transport, limitation of site, conditions of the existing road for possibility of transportation of heavy equipment et1B., prior to pricing this section of work. | Note
| The contractor shall arrange and obtain necessary permission from authorities for disposal and dumping of earth. | Note
| Rates shall include for removal and disposal of any obstructions, such as artificial structure and rock boulders et1B., during excavation if encountere1C. | Note
Earthwork Support
| Rate to include the cost of Earth work supporting system to be carried out only on the instruction of the Employer's Representative depending on the nature of the soi1J. | Note
| The contractor shall design and carry out the most suitable earthwork support system capable of achieving the specified technical requirement and in consideration of ground water level, soil condition, other buildings and structures situated close to the site. The Tenderer shall submit his proposal in detail with necessary calculations, method, type of equipment/plant, propose to use and shop drawings etc., along with the bid for the approval of the Employer's Representative | Note
Filling & Compaction
Approved earth shall mean filling materials that comply to the following:
(a) The earth shall be free of vegetation, a roots, boulders, easily decomposable materials, chemicals, industrial waste, plastic etc.
(b) The maximum size of particle shall not exceed 75 m1K.
(c) The earth shall be well graded and the silt and clay (fines) content shall not be more than 25%.
(d) The standard proctor density shall be grater than 1.70 g/cm3.
Site Preparation
1 | Clearing site vegetation including top soil removing for maximum 150mm, compacting and disposal of all surplus excavated material away from the site as directed and site clearing shall be covered the area where 3000mm beyond the building. (contractor shall visit the site & assert the actual work involve) | m2 | 476
Excavation
2 | Excavation of foundation for Column / wall in any material other than rock requiring blasting depth not exceeding 1.5m. Rate shall include for compacting the bottom of excavation, part return fill to excavation and rammed, surplus disposed off site as directed. | m3 | 117
3 | Excavation for foundation in rock requiring blasting. Rate shall include for compacting the bottom of excavation, part return fill to excavation and rammed, surplus disposed off site as directed. | m3 | 5
Filling
4 | Approved imported hard earth (Gravel) filling including levelling, watering and compacting in 150mm layers between foundation of walls up to DPC level with 98% compaction. (Payment shall be made for compacted volume) | m3 | 136
5 | Approved available hard earth filling (selected excavated soil) including levelling, watering and compacting in 150mm layers around the building with 98% compaction. (Payment shall be made for compacted volume) | m3 | 78
6 | Approved available hard earth filling including levelling, watering and compacting in 150mm layers between foundation of walls up to DPC level with 98% compaction. (Payment shall be made for compacted volume) | m3 | 136
7 | 200mm thick hardcore filling blinded with sand (50mm Thick) to receive damp proof membrane (measured separately) | m2 | 301
| For Anti termite treatment- The chemical shall be of approved by the Employer's Representative. Aldrin 0.50% solution or other equal and approved anti-termite treatment applied at a rate of 7 litres per square metre. | Note
| The chemical to be sprayed on soil surface and injected in to the filling by drilling treated surface to be covered by polythene membrane within 24hrs of treatments | Note
Page total carried to the Collection Bellow
8 | Anti-termite treatment shall be done by a specialized sub-contractor in accordance with the manufacture's specification and to the approval of Consultant by specialize sub-contractor. It is needed to produce warrantee certificate from professional anti termite sub contractor for minimum 10 Years. | m2 | 400
Page total carried to the Collection Bellow
COLLECTION
Total of Page2
Total of Page 3
TOTAL FOR EXCAVATION AND EARTH WORK CARRIED TO SUMMARY
B | CONCRETE WORK
| The bidders are requested to refer General Notes, Pricing Preambles, Drawings, Specifications, Conditions of Contract, Special Conditions of Contract and all other relevant documents prior to pricing of the following items. | Note
| Rate shall include for depositing, handling, hoisting into position, vibrating, curing etc. and making good after removal of formwork etc. | Note
| All Concrete Works shall comply to the specifications, filled into formwork and well packed around reinforcement. | Note
| Rate shall include for supplying and laying of gauge 1000 polythene on ground, where concrete is in direct contact with ground, before pouring concrete unless other wise measured separately. | Note
| Coarse aggregate should be granite material. Metal to be used shall be granite comply to the specification. | Note
| Fine aggregate shall be river sand | Note
| Rate for concreting columns, walls shall include for kickers and cover blocks. | Note
Measurement of Slabs & Walls
| Slab concrete include that part of beam to a depth of largest adjacent slab thickness. | Note
| Concrete work related to Ramps has been measured separately and slopes have not been indicated. Slopes shall be as shown in the drawings. | Note
| Contractor shall ensure that all contacting surfaces including reinforcement dowels left out for bonding purposes is free from any organic or artificial material which can be a hindrance to achieve specified properties in the Drawings and Specifications. | Note
| Rates for lean concrete shall include for preparation of bottom of excavation prior to pouring of lean concrete. | Note
| Contractor shall ensure that the top of the lean concrete layer shall be finished semi rough for waterproofing layer. Rate for lean concrete shall include for waterproofing layer unless measured separately. | Note
| Rates for formwork shall include for control joints, isolation joints wherever specified and required according to the drawings and specifications. | Note
| Rate for concrete shall include for construction joint, isolation joint, expansion joint, with dowel bars, end cap and compressible filler with sealant on top as per drawing. | Note
| Rates for concrete shall include all necessary tests by an Authority acceptable to the Employer's Representative | Note
| Rates for concrete shall include all necessary equipment which are required for concreting. Rate shall include for continuous curing for 7 days. | Note
| Reinforcement & Form work paid for separately unless otherwise specified in the item. | Note
Up to DPC Level
Plain Cement Concrete
1 | 50mm thick plain In-situ Concrete; Nominal Grade 20, mix ratio (1:2:4) or appropriate with 20 mm aggregates wall and column foundations. | m2 | 130
Reinforced Cement Concrete
Nominal Grade 20, mix ratio (1:2:4) or appropriate
2 | Reinforced Cement Concrete (Gr.25) in Column Footing
3 | Reinforced Cement Concrete (Gr. 25) in Columns
4 | Reinforced Cement Concrete (Gr. 25) in trench foundation of wall | m3 | 30
5 | Reinforced Cement Concrete (Gr. 25) in Ground beam. | m3 | 17
6 | 100mm thick Floor Concrete in Gr 25 | m2 | 301
Above DPC Level to 1st Floor Level
7 | Reinforced Cement Concrete (Gr. 25) in stiffener Columns | m3 | 1.6
8 | Reinforced Cement Concrete (Gr. 25) in beam. | m3 | 11
9 | Lintels size 150x200mm in Gr. 25 cement concrete reinforced with 4Nos of 10 mm dia. tor steel bars and 8 mm mild steel stirrups @ 150mm c/c and rate shall include for reinforcement & formwork. | m | 38
10 | Window sills, size 150x75mm in Gr.25 cement concrete reinforced with 2Nos of 12 mm dia. tor steel bars and 8mm mild steel stirrups @ 150mm c/c and rate shall include for reinforcemts & formwork. | m | 43
Page total carried to the Collection Bellow
FORM WORK
| Formwork for concrete under ground level shall be of timber for all exposed concrete, use 15mm thick plywood sheets for slab bottoms, columns | Note
| Formwork centering and moulds for concrete construction shall be of approved system to suit with the nature of this project and shall be erected true in line, levels and vertically for walls and columns and to the shapes and sizes required by the work, and shall be of suitable design and substantial and rigid construction so as to prevent deformation due to the placing and compacting of concrete and any incidental loading. All formwork and centering shall be so constructed that no grout shall leak out during concreting. | Note
| Formwork and centering shall be provided with adequate struts, braces, walling, ties and clamps so as to maintain the dimensions lines and levels shown on the drawings during the entire operation of placing and compacting the concrete and to prevent any sagging exceeding 3mm under the weight of wet concrete with any other super imposed loads which they would be subjected to during construction. | Note
| Formwork to column heads has been measured with slab and not enumerated separately. | Note
| The contractor shall provide sufficient formwork and moulds to ensure adequate progress of work and the Employer's Representative may direct the contractor to provide at contractor's expense such additional formwork and moulds as they may deem necessary if in his opinion the proper progress of the work is retarded by their absence. | Note
| Rates shall include for forming projections and chamfers. | Note
| Formwork has been measured as the net contact surface measurement between concrete and formwork. | Note
| Type of formwork shall be ply wood or steel with steel supporting system on concrete surfaces on removal of shuttering unless otherwise specified elsewhere. Rates for formwork shall include for all necessary measures to provide fine finish to the satisfaction of the Employer's Representative | Note
| The bidder shall submit the method of statement detail of his proposal for formwork system prior to the work. | Note
Using 15 mm thick plywood and Class II timber joists and props including dismantling.
Up to DPC Level
11 | For sides of Column footing, and wall foundation beams | m2 | 85
Page total carried to the Collection Bellow
12 | For sides of ground beam | m2 | 148
Form work with plywood sheet and Class II timber members including dismantling.
Above DPC Level to 1st Floor Level
13 | To side and soffits of beam | m2 | 181
14 | To sides of column | m2 | 22
REINFORCEMENTS
| The size of reinforcement bars comply BS 4449 described in the drawing or elsewhere shall be the minimum size and the rolling margin and any other tolerance shall be wholly above this size. Hooks and laps have been measured and included with the quantities for reinforcements. | Note
| All reinforcement shall be free from mill scale, dirt, oil, paint, grease or loose rust before fixing in position and shall be brushed with a stiff wire brush if so directed by the Employer's Representative | Note
| Reinforcement shall be bent cold by applying a slow even pressure on an approved type of bending apparatus. | Note
| Re-bending of incorrectly bends bars shall not be attempted. | Note
| Rates shall include for cutting, bending, fabricating, placing in position, holding and supporting including temporary fixing supports, hangers, binding wire spacers, stools and waste (Designed laps are included in quantities). | Note
| Rates shall include for working in difficult conditions. | Note
| The bidder is advised to refer the diameters of reinforcement steel to be used for this project and to be aware of the availability of relevant diameters and to price the item in the trade accordingly. | Note
High yield Steel and Mild Steel bar comply BS 4449 reinforcement in the following;
Tor steel reinforcement (to BS 4449 and characteristic strength fy = 460N/mm2)
Mild steel reinforcement (to BS 4449 and characteristic strength fy = 250N/mm2)
Page total carried to the Collection Bellow
Up to DPC Level
Tor steel reinforcements as follows
15 | Tor Steel -10mm Diameter | kg | 343
16 | Tor Steel -12mm Diameter | kg | 500
17 | Tor Steel - 16mm Diameter | kg | 1200
Mild Steel reinforcement as follows
18 | Mild Steel - 8mm Diameter | kg | 470
BRC mesh fabric reinforcement ref A142 (weighing 2.2kg/m2) beneath floor bed with 6mm main and cross wires @200mm c/c and 200mm laps
19 | In ground floor slab | m2 | 301
DPC to Roof Level
Tor steel reinforcements as follows
20 | Tor Steel - 12mm Diameter | kg | 1220
Mild Steel reinforcement as follows
21 | Mild Steel - 8mm Diameter | kg | 705
Page total carried to the Collection Bellow
COLLECTION
Total of Page 5
Total of Page 6
Total of Page 7
Total of Page 8
TOTAL FOR CONCRETE WORK CARRIED TO SUMMARY
C | MASONRY WORK
| The bidders are requested to refer General Notes, Pricing Preambles, Drawings, Specifications, Conditions of Contract, Special Conditions of Contract and all other relevant documents prior to pricing of the following items. | Note
| Rates shall include for preparation of surfaces of floor slab, columns (steel or RCC) and wall surfaces for proper bonding. | Note
| Rate to include cost for all concrete stiffener columns & stiffener beams as per specification. | Note
Block Work
Walling; Concrete blocks, BS 2028 type A, solid, dense aggregate, average compressive strength 4N/sq. mm
In Foundations
1 | 230mm thick cement sand solid block masonry cast in 1:6 cement sand mix and built with 1:4 cement sand mortar. Rate shall include for continuous curing for 7 days | m2 | 186
Ground Floor To 1st Floor Level
2 | 230mm thick cement sand solid block masonry cast in 1:6 cement sand mix and built with 1:5 cement sand mortar. Rate shall include for continuous curing for 7 days | m2
3 | 150mm thick cement sand solid block masonry cast in 1:6 cement sand mix and built with 1:5 cement sand mortar. Rate shall include for continuous curing for 7 days | m2 | 430
TOTAL FOR MASONRY WORK CARRIED TO SUMMARY
D | WATER PROOFING WORK
| The bidders are requested to refer General Notes, Pricing Preambles, Drawings, Specifications, Conditions of Contract, Special Conditions of Contract and all other relevant documents prior to pricing of the following items. | Note
| Waterproofing work to be carried out by a specialist waterproofing sub contractor. The contractor shall submit a 10 year guarantee for material and workmanship in the name of the Owner for waterproofing system in an internationally accepted format. | Note
| Contractor is supposed to furnish all technical details, samples and any other related literature available along with the quotations, to the Employer's Representative for his approva1J. | Note
| The bidder shall submit the most suitable water proofing system as specified to suit for different surfaces at location technically acceptable to the Employer's Representative | Note
| Rate shall include for complete work of water proofing including cleaning surfaces, making angle fillets at corners, necessary protective screeds, checking the area by ponding and total work required with the waterproofing system and as per the Employer's Representatives approval. | Note
| Applying of water proofing to walls up to a minimum height of 300mm from the floor. | Note
Ground Floor
1 | 1000 gauge polythene sheet as horizontal damp proof membrane under ground floor slab with fold side lapping | m2 | 301
2 | 230mm wide 20mm thick Damp-proof courses in 1:3 cement sand mortar finished with tropical High performance Felt. Rate shall include for laps at joints and angles. | m | 210
TOTAL FOR WATER PROOFING WORK CARRIED TO SUMMARY
E | ROOF
| Supply, Fabricate, apply two coats of wood preservative and erection of hard wood swan timber roof frame as per the structural details and other specifications given in the detail drawings | Note
1 | 50x150 sawn timber in truss | m | 713
2 | 50x100mm sawn timber in truss | m | 475
3 | 50x150mm swan timber wall plate | m | 96
4 | 50x75mm swan timber purlin | m | 450
5 | Supply, and fix 4mm thick mild steel plates for the timber connections of trusses. Rate shall include for apply 2 coats of anticorrosive paint. | kg | 900
6 | 12mm diameter nut and washers for timber connection of truss. Rate shall include for apply 2 coats of anticorrosive paint. | kg | 400
7 | Supply, and laying of 0.47 ZN/AL colour bond roofing sheets with necessary screws as per manufacturers recommendation. | m2 | 410
8 | Supply, and laying of 0.47 ZN/AL colour bond ridge capping (girth 600mm) with necessary screws. | m2 | 33
9 | Supply, and laying of 0.47 ZN/AL colour bond Hip capping (girth 600mm) with necessary screws. | m2
10 | Supply, and laying of 0.47 ZN/AL colour bond valley gutter (girth 600mm) with necessary screws.
11 | supply and fixing of 25x225mm timer facia board (Valance board & barge board). Rate shall include for apply one coat of wood primer and 2 coats of enamel paint after preparation of the surface. | m | 91
12 | Supply, and laying of 0.47 ZN/AL colour bond Gutters (girth470mm) | m | 66
13 | Supply, and laying of 0.47 ZN/AL colour bond down pipes, 100x100mm | m | 48
TOTAL FOR ROOF WORK CARRIED TO SUMMARY
F | DOORS AND WINDOWS
ALUMINIUM WINDOWS
| Fabrication and fixing of all aluminium components shall be carried out by experienced tradesman. The Contractor shall submit particulars of aluminium fabricator to the Employer's Representative for approval. | Note
| The Contractor will be required to provide a guarantee on material and workmanship for a period of 08 years from the date of handing over of works in the form required by the Employer as binding the aluminium manufacturer and the Contractor jointly and separately. | Note
| Shop drawings for fabrication of doors, windows, fan lights and all aluminium fabrication should be submitted to Architect / Employer's Representative for approval before the fabrication. | Note
| Rates shall include for | Note
1. Glass and Glazing.
2. All necessary aluminium Furniture.
3. Preparing and submitting shop drawings.
4. Furnishing guarantee as requested by the Employer's Representative.
5. Sampling and submission of test reports to Employer's Representative.
6. Supplying and pasting sand blast sticker.
7. 4mm thick Aluminium composite cladding sheet for panelling.
| 60 - 80 microns powder coated Aluminium extrusions to be used in windows and fanlights. | Note
| 6mm thick clear glass to be used for door and window glass panels and 5mm thick 'Pinheaded' or 'Frosted glass' to be used for Fanlights. | Note
| All the aluminium extrusions, furniture, door closer and all the accessories should be approved by the Employer's Representative. | Note
| All doors, windows and fanlight shall be fixed complete as per detail drawings. | Note
Ground Floor Level
1 | Supply, fabricate and fixing of fully glazed powder coated aluminium sliding window type W01 overall size 2000mmx2000mm, alternative sashes to be fixed and other alternatives to be sliding, comprising 70mm (1.6mm thick) aluminium frame with glazed panels. Complete with approved quality aluminium casement fasteners, rollers, gaskets, guides necessary accessories & another necessary to complete the work. | nr | 10
Page total carried to the Collection Bellow
2 | Supply, fabricate and fixing of fully glazed powder coated aluminium sliding window type W03 overall size 1000mmx1000mm, alternative sashes to be fixed and other alternatives to be sliding, comprising 70mm (1.6mm thick) aluminium frame with glazed panels. Complete with approved quality aluminium casement fasteners, rollers, gaskets, guides and other necessary accessories . | nr | 5
3 | Supply, fabricate and fixing of fully glazed powder coated aluminium sliding window type W02 overall size 1200mmx2000mm, alternative sashes to be fixed and other alternatives to be sliding, comprising 70mm (1.6mm thick) aluminium frame with glazed panels. Complete with approved quality aluminium casement fasteners, rollers, gaskets, guides necessary accessories & another necessary to complete the work. | nr | 5
DOORS
45mm thick hard wood, Mninga or equivalent timber single sash Panelled doors with 145x45mm hard wood timber frame, 145x45mm transom for 5mm thick fixed glazed panel on top as per the design. Rate shall include for 15mm thick architraves and finished with one coat of wood primer and 2 coats of approved colour matt enamel paint.
4 | Door Type D01, Single leaf door, overall size 900 x 3150mm. | nr | 5
5 | Door Type D02, Single leaf door, overall size 900 x 3150mm. | nr | 5
6 | Door Type D03, Single leaf door, overall size 800 x 3150mm. | nr | 5
Iron Monger
7 | Supply and fix mortice type double lever door lock -UNION or equivalent |  | 10
8 | Supply and fix mortice type toilet door lock with indicator -UNION or Equivalent |  | 5
9 | Supply and fix 150x100mm heavy duty brass but hinges with necessary brass screws- Oxford or equivalent |  | 45
Page total carried to the Collection Bellow
10 | 150mm ling heavy duty brass barrel bolt with necessary brass screws- Oxford or equivalent |  | 20
11 | 25 mm diameter rubber door stopper plugged and screwed to tiled floor. |  | 15
12 | Hydraulic cylinder door closer SOLEX brand or equivalent |  | 10
Page total carried to the Collection Bellow
COLLECTION
Total of Page 12
Total of Page 13
Total of Page 14
TOTAL FOR DOORS AND WINDOWS CARRIED TO SUMMARY
G | FLOOR, WALL AND CEILING FINISHES
PLASTERING
| Rates for plastering shall includes for forming doors and windows reveals. | Note
| Rates for plastering between different surfaces shall include for spandex metal lathing to avoid any cracks between different surfaces. | Note
| Rate shall include for the "V" grove to separate tile and plaster. | Note
Internal Plaster
Ground Floor
1 | 16 mm thick plaster 1:4 cement and sand mix smooth finished with minimum 1mm thick acrylic wall putty to make plane smooth surface. | m2 | 948
Wall Tiles
| Tiles fixed to walls with polymer based tile adhesive and grooves to be tilled with approved tile grout matching colour, at the vertical outward corner joints tile edges to be cut into 45 degree to finish 90degree corner complete all in accordance with the Employer's Representative instruction and drawings | Note
Ground Floor
2 | Supply and fixing of 200mmX300mm glazed ceramic wall tiles approved made using polymer based tile adhesive approved by the Employer's Representative on Cement Plastered walls in toilets | m2 | 86
External Plaster
Below DPC level
3 | 20mm thick plinth plaster in 1:3 cement and sand mix finish smooth with colour cement grout on perimeter wall of the pavement. | m2 | 38
Ground Floor
4 | 16 mm thick plaster in 1:4 cement and sand mix finished semi rough to the walls. | m2 | 280
Floor Tiles
| The Bidders are requested to refer General Notes, Pricing Preambles, Drawings, Specifications, Conditions of Contract, Special Conditions of Contract and all other relevant documents prior to pricing of the following items. | Note
| Sample should be summited for approval of the Architect/ Employer's Representative | Note
Page total carried to the Collection Bellow
| Rates shall include for preparation of surfaces for proper bonding. | Note
| Rate shall include for measures to provide suitable bonding between different surfaces such as concrete and brick/block surfaces as per specification. Rates shall also include for all tile specials such as corners, edges etc. | Note
| Rates shall include for cutting tiles and 45 degrees chamfering at corner joints wherever necessary. | Note
| Rate for tiling shall include for providing acceptable adhesive and/or suitable cement in an approved quality which has no effect to the properties of tiles. | Note
Ground Floor
5 | Supply & lay Matt Homogeneous porcelain Floor Tiles 600mm x 600mm in size, Grade "A" and approved colour, laid on 12mm thk 1:2 cement sand bedding using polymer based tile adhesive approved by the Employer's Representative | m2 | 266
6 | Supply & laying of Non-Skid Homogeneous ceramic Floor Tiles for toilet 400mm x 400mm in size, Grade "A" and approved colour, laid on 12mm thk 1:2 cement sand bedding using polymer based tile adhesive approved by the Employer's Representative | m2 | 21
7 | Supply & lay Matt Homogeneous porcelain Floor Tiles on 150mm high skirting with 600mm x 600mm in size, Grade "A" and approved colour, laid on 12mm thk 1:2 cement sand bedding using polymer based tile adhesive approved by the Employer's Representative | m | 290
Ceiling Finish
Ground Floor
8 | Supply and Fixing 6mm thick cement fiber board internal ceiling fixed with 50x50mm sawn soft wood, treated with pressure impregnated preservative frame work (600x1200mm panels) hang to roof structure steadily @ 1200mm interval both ways. Rate shall include to complete with 90x13mm gypsum cornice forming curved junction at wall with approved adhesive and nails, etc. | m2 | 287
Page total carried to the Collection Bellow
9 | Supply and Fixing 6mm thick cement fiber board external ceiling fixed with 50x50mm sawn soft wood, treated with pressure impregnated preservative frame work (600x1200mm panels) hang to roof structure steadily @ 1200mm interval both ways. Rate shall include to complete with 90x13mm gypsum cornice forming curved junction at wall with approved adhesive and nails, etc. | m2 | 65
Page total carried to the Collection Bellow
COLLECTION
Total of Page 15
Total of Page 16
Total of Page 17
TOTAL FOR FLOOR, WALL AND CEILING FINISHES CARRIED TO SUMMARY
H | PAINTING AND DECORATION
| The Bidders are requested to refer Bill of Quantities, General Notes, Pricing Preambles, Drawings, Conditions of Contract, and all other relevant documents prior to pricing of the following items. | Note
| Internal painting (master pallet) shall be acrylic based emulsion in an approved manufacture (Gold Star, Sandolin or equivalent) paint and colour to suit with the environment, climate and location of this project. | Note
| External painting (master pallet) shall be exterior quality, weather shield, texture base in an approved manufacture (Gold Star, Sandolin or equivalent) paint and colour to suit with the environment, climate and location of this project. | Note
| Rate for painting shall include for painting to door and window reveals. | Note
| Colour of the paint shall be approved by Employer's representative | Note
Internal Painting
| Rate shall include for applying wall putty to smooth the surface | Note
Ground Floor
1 | Prepare plaster surfaces of wall, columns, beams and projections and apply one coat of filler and two coats of emulsion paint as per manufacture's instruction. | m2 | 950
2 | Prepare plaster surfaces of on external & internal ceiling and apply one coat of filler and two coats of emulsion paint as per manufacture's instruction. | m2 | 352
External Painting
Ground Floor
3 | Prepare plasterer surfaces of all faces of walls columns, beams and projections and apply one coat of exterior primer/sealer, two coats of weather shield paint as per manufacturer instruction. | m2 | 280
4 | Prepare surfaces of barge and facia boards and apply one coat of aluminium wood primer and two coats of approved colour enamel paint. | m2
TOTAL FOR PAINTING AND DECORATION CARRIED TO SUMMARY
J | PLUMBNG/SANITARY INSTALLATIONS
| The Bidder is requested to refer the Preamble Notes, General Notes, drawings, Specifications, Conditions of Contract, special conditions of contract and other relevant document prior to pricing of the following items. | Note
This trade include the following works:
| a.) Sanitary fittings, toilet accessories | Note
b.) Water supply
c.) External sewerage and waste water disposal (up to the nearest sewer manhole).
d). Internal drainage (up to the nearest first manhole).
| Rate shall include for insurance during handling, rehandling, transport, storage, delivery to the point of installation and until handing over. | Note
| All taps and valves shall be "PEX", or equivalent to the approval of the Employer's Representative. | Note
Supply and Install Sanitary fittings and Toilets Accessories
| All water Sanitary fittings to be in original make in an approved colours otherwise specified. | Note
| All pipes to be fixed to the soffit to be with necessary fixing accessories and pipe supports etc., to the approval of the Employer's Representative. | Note
| Rates for Flexible hose measured with fittings shall include with the rate of each item | Note
| Rate are to include for screws nails pipe hooks saddles branches sockets connection short lengths back nuts, nipples & the like & holes chasing etc. & making good in all trades & all necessary excavation & back filling. | Note
| Good quality PPR pipes shall be used for hot and cold water supply, comply with IS 15801, BS4991, BS6920. | Note
All waste water and sewer pipes shall be UPVC. Pipes & fittings shall comply with the latest BS 4514: 1984, BS 3505 & BS 4316 -1.
| Any specials water supply & drainage fittings such as bends, tees, reducers etc unless otherwise stated separately in the BOQ shall be deemed to have been included in relevant items & should accordingly be rated to include for such special fittings & for any extra works involved in the satisfactory completion of such items. | Note
Supplying & fixing American Standard or Equivalent Vitreous China floor standing wash basin (white colour) having nominal size of (575x450mm ) with universal height pedestal of floor to Rim height 825mm, over flow hole and single tap hole in centre, Rate shall include for pedestal, stainless steel flexible hose Stainless steel mixer pillar tap, 1/2" dia Chromium plated brass angle valve and wash basin fixing kit.
1 | In Ground Floor | nr | 5
Supplying & fixing, American Standard or Toto or Equivalent Vitreous china floor mounted close coupled, Water Closet (toilet) suite with wash down 6/3 litter dual flushing. Has a horizontal outlet and cistern with water inlet from bottom. Complete with Seat, Seat cover and concealed trap. Also providing bidet spray, Chromium plated brass angle valve, stainless steel flexible hose.
2 | In Ground Floor | nr | 5
Mirror over basin 600mmx 600mm as specified comprising with silvered float glass mirror with slight rounded edges free from effect of wavy image French polished vitreous China clips and plugs fixed to wall sizes as per detail drawing.
2 | In Ground Floor | nr | 5
Soap tray (vitreous china) fixed to wall with fiber plugs and brass screws.
4 | In Ground Floor | nr | 5
5 | In First Floor | nr | 5
Supplying & fixing chromium plated brass 1/2" diameter Bib Tap
6 | In Ground Floor | nr | 5
Supplying & fixing hand bidet spay
7 | In ground Floor | nr | 5
Supplying & fixing chromium plated brass towel Rail
8 | In Ground Floor | nr | 5
Supply and fix surface mounted stainless steel hand paper towel dispenser with paper to wall.
Page total carried to the Collection Bellow
9 | In Ground Floor | nr | 5
Supply and fix 150mm dia stainless steel rain shower with mixing valve and complete with all necessary special and accessories
10 | In Ground Floor | nr | 5
Cold and Hot Water Distribution System
| Rates for all pipes shall include for pipes supports, saddles, clips, screws, nails, hardware fixing, jointing, materials cutting holes, chasing in brick work, concrete etc., and making good the same in all trades and under ground piping all necessary excavation, backfilling, planking and strutting, concrete bedding and hunching, dewatering and disposal of surplus material as directed. The proposal for pipe fixing method to be submitted for prior approval of the Employer's Representative | Note
| Rates for pipes shall include for burying in ground or walls or clipping to wall and all pipe supports fixed to under side of the soffits as required and for pipe fittings such as bends, tees, "Y" junctions, reducers, inspection openings, stop ends, etc., as required. | Note
| Rate for pipes shall include for all pipe fittings and pipe hanging system. | Note
| All pipe and fittings as per Specification and standard. | Note
| Rate shall include for connecting the pipes to the existing pipes vertical stacks with all necessary specials | Note
| Rate shall include for carryout pressure test according to BS - EN-806 after completing the plumbing work | Note
Supply and lay/Fix 25 mm dia PPR Pipe with specials.
11 | In Ground Floor | m | 160
Supply and fix 25 mm dia Brass Gate valve
12 | In Ground Floor | nr | 5
Waste Water Disposal System
| UPVC pipes and fittings to conform BS 4660, BS 5481, BS 4576, BS 3943, BS 4514 and BS 5255 wherever applicable to satisfy the specification and as per drawings. | Note
| Rates for all pipes to be fixed to the soffit with suitable pipe supports and with necessary fixing accessories etc., to the approval of the Employer's Representative | Note
Page total carried to the Collection Bellow
| Rates for all piping shall include for pipe supports, saddles, clips, screws, nails, hardware fixing and jointing materials cutting holes, chasing in brick work, concrete etc., and making good the same in all treads. Rates for under-ground piping shall include for all necessary excavation and backfilling, planking and strutting, concrete bedding and disposal of surplus materials as directed. | Note
| Rates for pipes shall include for pipe supports fixed to soffits, walls or clipping to walls as required and for pipe fittings such as bends, tees, Y junctions, reducers, inspection, opening, stops ends, etc., as required. | Note
| All waste in vertical stacks shall be in suitable type to bear the pressure | Note
| Rates for all underground pipes shall include for all excavation, laid to gradient filling with selected materials and encasing the pipes with concrete as required. | Note
| uPVC pipe and fitting as per detail drawing | Note
| Rate shall include for connecting the pipes to the existing pipes vertical stacks with all necessary specials | Note
Waste water pipes
63mm dia waste pipe type 600 uPVC pipe
13 | In Ground Floor | m | 10
50mm dia waste pipe type 600 uPVC pipe
14 | In Ground Floor | m | 60
150x150mm PVC gully with stainless steel grating
15 | In Ground Floor | nr | 5
Sewer Disposal System
| Sewer disposal system has been measured up to the nearest first manhole. All work beyond the first manhole has been measured under drainage and storm water disposal trade. | Note
| Rates for pipes shall include for all pipe fittings such as bends, tees, reducers, connectors cleaning | Note
| point, etc., and inspection openings as necessary for total completion of the work. | Note
| Rates for pipes shall include for fixing arrangements with clips and/or pipe supports. The bidder shall submit his proposal for pipe supports/ fixing system as per specification to the approval of the Employer's Representative | Note
Page total carried to the Collection Bellow
| Rates for all underground pipes shall include for all excavation, laid to gradient filling with selected materials, encasing the pipes with concrete as required and laying warning tape . | Note
| Rate shall include for connecting the pipes to the existing vertical stacks with all necessary specials | Note
Sewer pipes
110mm dia sewer pipe type 600 uPVC pipe
16 | In Ground Floor | m | 25
110mm dia uPVC vent cowl fixed above roof
17 | In Second Floor | nr | 4
18 | Supply and install 300Ltrs capacity solar water heater full kit | Nr | 1
Page total carried to the Collection Bellow
COLLECTION
Total of Page 20
Total of Page 21
Total of Page 22
Total of Page 23
TOTAL FOR PLUMBNG / SANITARY INSTALLATIONS CARRIED TO SUMMARY
K | AIR CONDITIONING AND VENTILLATION SYSTEM
GROUND FLOOR
Single Split Air Conditioning System
1 | Supply, Installation of Single split Wall Mounted Type air conditioning units, manufactured confirming ISO 9001 & 14001 certification, UL registration complete with air cooled condensing units with refrigerant R410A , comprises of inverter driven compressors, and PCB.
2 | Capacity - 12000BTU (3.6KW) | nr | 10
| Capacity - 24000BTU (7.2KW) | nr
3 | Supply and fixing of insulated refrigerant Cu pipe lines with all accessories. | m | 75
| Supply and Fixing in position the following UPVC condensate drain pipe (suitable for minimum 6kg/sq. cm working pressure) | m
4 | Drain pipe 25mm diameter | m | 25
5 | Drain pipe 32mm diameter | m | 25
6 | Supply and installation of necessary hanging arrangement, complete in all respect including controls, cooling thermostat, etc | nr | 10
TOTAL FOR AIR CONDITION AND VENTILATION SYSTEM CARRIED TO SUMMARY
COLLECTION OF BILL NO 3- STAFF ACCOMMODATION BUILDING - BLOCK B
A | EXCAVATION AND EARTH WORK
B | CONCRETE WORK
C | MASONRY WORK
D | WATER PROOFING WORK
E | ROOF
F | DOORS AND WINDOWS
G | FLOOR, WALL AND CEILING FINISHES
H | PAINTING AND DECORATION
J | PLUMBNG/SANITARY INSTALLATIONS
K | AIR CONDITIONING AND VENTILLATION SYSTEM
TOTAL OF BILL NO 3 -STAFF ACCOMMODATION

## Bill 4 Canteen and Kitchen
BILL NO 4 - CANTEEN AND KITCHEN
ITEM NO. | DESCRIPTION | UNIT | QTY | RATE (TZS) | AMOUNT (TZS)
A | EXCAVATION AND EARTH WORK
| The Bidders are requested to refer the General Notes, Pricing Preambles, Drawings, Specifications, Conditions of Contract, Special Conditions of Contract and all other relevant documents prior to pricing of the following items. | Note
| Rates shall include for any working space as required by the contractor. | Note
| Rates shall include for Excavating and removing roots surfaces including all metals | Note
| Dewatering and earth work supports shall not be measured separately. (Rate shall include for cost of dewatering and earth work support, if necessary) | Note
| The bidder is requested to check ground water level and soil investigation report, limitation of transport, limitation of site, conditions of the existing road for possibility of transportation of heavy equipment et1B., prior to pricing this section of work. | Note
| The contractor shall arrange and obtain necessary permission from authorities for disposal and dumping of earth. | Note
| Rates shall include for removal and disposal of any obstructions, such as artificial structure and rock boulders et1B., during excavation if encountere1C. | Note
Earthwork Support
| Rate to include the cost of Earth work supporting system to be carried out only on the instruction of the Employer's Representative depending on the nature of the soi1J. | Note
| The contractor shall design and carry out the most suitable earthwork support system capable of achieving the specified technical requirement and in consideration of ground water level, soil condition, other buildings and structures situated close to the site. The Tenderer shall submit his proposal in detail with necessary calculations, method, type of equipment/plant, propose to use and shop drawings etc., along with the bid for the approval of the Employer's Representative | Note
Filling & Compaction
Approved earth shall mean filling materials that comply to the following:
(a) The earth shall be free of vegetation, a roots, boulders, easily decomposable materials, chemicals, industrial waste, plastic etc.
(b) The maximum size of particle shall not exceed 75 m1K.
(c) The earth shall be well graded and the silt and clay (fines) content shall not be more than 25%.
(d) The standard proctor density shall be grater than 1.70 g/cm3.
Site Preparation
1 | Clearing site vegetation including top soil removing for maximum 150mm, compacting and disposal of all surplus excavated material away from the site as directed and site clearing shall be covered the area where 3000mm beyond the building. (contractor shall visit the site & assert the actual work involve) | m2 | 703
Excavation
2 | Excavation of foundation for Column / wall in any material other than rock requiring blasting depth not exceeding 1.5m. Rate shall include for compacting the bottom of excavation, part return fill to excavation and rammed, surplus disposed off site as directed. | m3 | 244
3 | Excavation for foundation in rock requiring blasting. Rate shall include for compacting the bottom of excavation, part return fill to excavation and rammed, surplus disposed off site as directe1C. | m3 | 5
Filling
4 | Approved imported hard earth (Gravel) filling including levelling, watering and compacting in 150mm layers between foundation of walls up to DPC level with 98% compaction. (Payment shall be made for compacted volume) | m3 | 145
5 | Approved available hard earth filling (selected excavated soil) including levelling, watering and compacting in 150mm layers around the building with 98% compaction. (Payment shall be made for compacted volume) | m3 | 93
6 | Approved available hard earth filling including levelling, watering and compacting in 150mm layers between foundation of walls up to DPC level with 98% compaction. (Payment shall be made for compacted volume) | m3 | 96
7 | 200mm thick hardcore filling blinded with sand (50mm Thick) to receive damp proof membrane (measured separately) | m2 | 480
| For Anti termite treatment- The chemical shall be of approved by the Employer's Representative. Aldrin 0.50% solution or other equal and approved anti-termite treatment applied at a rate of 7 litres per square metre. | Note
| The chemical to be sprayed on soil surface and injected in to the filling by drilling treated surface to be covered by polythene membrane within 24hrs of treatments | Note
Page total carried to the Collection Bellow
8 | Anti-termite treatment shall be done by a specialized sub-contractor in accordance with the manufacture's specification and to the approval of Consultant by specialize sub-contractor. It is needed to produce warrantee certificate from professional anti termite sub contractor for minimum 10 Years. | m2 | 560
Page total carried to the Collection Bellow
COLLECTION
Total of Page2
Total of Page 3
TOTAL FOR EXCAVATION AND EARTH WORK CARRIED TO SUMMARY
B | CONCRETE WORK
| The bidders are requested to refer General Notes, Pricing Preambles, Drawings, Specifications, Conditions of Contract, Special Conditions of Contract and all other relevant documents prior to pricing of the following items. | Note
| Rate shall include for depositing, handling, hoisting into position, vibrating, curing etc. and making good after removal of formwork etc. | Note
| All Concrete Works shall comply to the specifications, filled into formwork and well packed around reinforcement. | Note
| Rate shall include for supplying and laying of gauge 1000 polythene on ground, where concrete is in direct contact with ground, before pouring concrete unless other wise measured separately. | Note
| Coarse aggregate should be granite material. Metal to be used shall be granite comply to the specification. | Note
| Fine aggregate shall be river sand | Note
| Rate for concreting columns, walls shall include for kickers and cover blocks. | Note
Measurement of Slabs & Walls
| Slab concrete include that part of beam to a depth of largest adjacent slab thickness. | Note
| Concrete work related to Ramps has been measured separately and slopes have not been indicated. Slopes shall be as shown in the drawings. | Note
| Contractor shall ensure that all contacting surfaces including reinforcement dowels left out for bonding purposes is free from any organic or artificial material which can be a hindrance to achieve specified properties in the Drawings and Specifications. | Note
| Rates for lean concrete shall include for preparation of bottom of excavation prior to pouring of lean concrete. | Note
| Contractor shall ensure that the top of the lean concrete layer shall be finished semi rough for waterproofing layer. Rate for lean concrete shall include for waterproofing layer unless measured separately. | Note
| Rates for formwork shall include for control joints, isolation joints wherever specified and required according to the drawings and specifications. | Note
| Rate for concrete shall include for construction joint, isolation joint, expansion joint, with dowel bars, end cap and compressible filler with sealant on top as per drawing. | Note
| Rates for concrete shall include all necessary tests by an Authority acceptable to the Employer's Representative | Note
| Rates for concrete shall include all necessary equipment which are required for concreting. Rate shall include for continuous curing for 7 days. | Note
| Reinforcement & Form work paid for separately unless otherwise specified in the item. | Note
Up to DPC Level
Plain Cement Concrete
1 | 50mm thick plain In-situ Concrete; Nominal Grade 20, mix ratio (1:2:4) or appropriate with 20 mm aggregates wall and column foundations. | m2 | 162
Reinforced Cement Concrete
Nominal Grade 20, mix ratio (1:2:4) or appropriate
2 | Reinforced Cement Concrete (Gr.25) in Column Footing | m3 | 6.3
3 | Reinforced Cement Concrete (Gr. 25) in Columns | m3 | 1.6
4 | Reinforced Cement Concrete (Gr. 25) in trench foundation of wall | m3 | 34.5
5 | Reinforced Cement Concrete (Gr. 25) in Ground beam. | m3 | 20
6 | 100mm thick Floor Concrete in Gr 25 | m2 | 480
Above DPC Level to 1st Floor Level
7 | Reinforced Cement Concrete (Gr. 25) in Column | m3 | 4.3
8 | Reinforced Cement Concrete (Gr. 25) in beam. | m3 | 6.5
9 | Lintels size 150x200mm in Gr. 25 cement concrete reinforced with 4Nos of 10 mm dia. tor steel bars and 8 mm mild steel stirrups @ 150mm c/c and rate shall include for reinforcement & formwork. | m | 0
10 | Window sills, size 180x75mm in Gr.25 cement concrete reinforced with 2Nos of 12 mm dia. tor steel bars and 8mm mild steel stirrups @ 150mm c/c and rate shall include for reinforcemts & formwork. | m | 132
Page total carried to the Collection Bellow
FORM WORK
| Formwork for concrete under ground level shall be of timber for all exposed concrete, use 15mm thick plywood sheets for slab bottoms, columns | Note
| Formwork centering and moulds for concrete construction shall be of approved system to suit with the nature of this project and shall be erected true in line, levels and vertically for walls and columns and to the shapes and sizes required by the work, and shall be of suitable design and substantial and rigid construction so as to prevent deformation due to the placing and compacting of concrete and any incidental loading. All formwork and centering shall be so constructed that no grout shall leak out during concreting. | Note
| Formwork and centering shall be provided with adequate struts, braces, walling, ties and clamps so as to maintain the dimensions lines and levels shown on the drawings during the entire operation of placing and compacting the concrete and to prevent any sagging exceeding 3mm under the weight of wet concrete with any other super imposed loads which they would be subjected to during construction. | Note
| Formwork to column heads has been measured with slab and not enumerated separately. | Note
| The contractor shall provide sufficient formwork and moulds to ensure adequate progress of work and the Employer's Representative may direct the contractor to provide at contractor's expense such additional formwork and moulds as they may deem necessary if in his opinion the proper progress of the work is retarded by their absence. | Note
| Rates shall include for forming projections and chamfers. | Note
| Formwork has been measured as the net contact surface measurement between concrete and formwork. | Note
| Type of formwork shall be ply wood or steel with steel supporting system on concrete surfaces on removal of shuttering unless otherwise specified elsewhere. Rates for formwork shall include for all necessary measures to provide fine finish to the satisfaction of the Employer's Representative | Note
| The bidder shall submit the method of statement detail of his proposal for formwork system prior to the work. | Note
Using 15 mm thick plywood and Class II timber joists and props including dismantling.
Up to DPC Level
11 | For sides of Column footing, and wall foundation beams | m2 | 120
Page total carried to the Collection Bellow
12 | For sides of ground beam | m2 | 173
Form work with plywood sheet and Class II timber members including dismantling.
Above DPC Level to 1st Floor Level
13 | To side and soffits of beam | m2 | 95
14 | To sides of column | m2 | 65
REINFORCEMENTS
| The size of reinforcement bars comply BS 4449 described in the drawing or elsewhere shall be the minimum size and the rolling margin and any other tolerance shall be wholly above this size. Hooks and laps have been measured and included with the quantities for reinforcements. | Note
| All reinforcement shall be free from mill scale, dirt, oil, paint, grease or loose rust before fixing in position and shall be brushed with a stiff wire brush if so directed by the Employer's Representative | Note
| Reinforcement shall be bent cold by applying a slow even pressure on an approved type of bending apparatus. | Note
| Re-bending of incorrectly bends bars shall not be attempted. | Note
| Rates shall include for cutting, bending, fabricating, placing in position, holding and supporting including temporary fixing supports, hangers, binding wire spacers, stools and waste (Designed laps are included in quantities). | Note
| Rates shall include for working in difficult conditions. | Note
| The bidder is advised to refer the diameters of reinforcement steel to be used for this project and to be aware of the availability of relevant diameters and to price the item in the trade accordingly. | Note
High yield Steel and Mild Steel bar comply BS 4449 reinforcement in the following;
Tor steel reinforcement (to BS 4449 and characteristic strength fy = 460N/mm2)
Mild steel reinforcement (to BS 4449 and characteristic strength fy = 250N/mm2)
Page total carried to the Collection Bellow
Up to DPC Level
Tor steel reinforcements as follows
15 | Tor Steel -10mm Diameter | kg | 400
16 | Tor Steel -12mm Diameter | kg | 1100
17 | Tor Steel - 16mm Diameter | kg | 1900
Mild Steel reinforcement as follows
18 | Mild Steel - 8mm Diameter | kg | 650
BRC mesh fabric reinforcement ref A142 (weighing 2.2kg/m2) beneath floor bed with 6mm main and cross wires @200mm c/c and 200mm laps
19 | In ground floor slab | m2 | 480
DPC to Roof Level
Tor steel reinforcements as follows
20 | Tor Steel - 12mm Diameter | kg | 600
21 | Tor Steel - 16mm Diameter | kg | 632
Mild Steel reinforcement as follows
22 | Mild Steel - 8mm Diameter | kg | 480
23 | 100mm diameter 4mm thick CHS steel column anchored into column up to the depth 300mm. Rate shall include for apply one coat of anticorrosive paint and 2 coats of enema paint. | m | 76
Page total carried to the Collection Bellow
COLLECTION
Total of Page 5
Total of Page 6
Total of Page 7
Total of Page 8
TOTAL FOR CONCRETE WORK CARRIED TO SUMMARY
C | MASONRY WORK
| The bidders are requested to refer General Notes, Pricing Preambles, Drawings, Specifications, Conditions of Contract, Special Conditions of Contract and all other relevant documents prior to pricing of the following items. | Note
| Rates shall include for preparation of surfaces of floor slab, columns (steel or RCC) and wall surfaces for proper bonding. | Note
| Rate to include cost for all concrete stiffener columns & stiffener beams as per specification. | Note
Block Work
Walling; Concrete blocks, BS 2028 type A, solid, dense aggregate, average compressive strength 4N/sq. mm
In Foundations
1 | 230mm thick cement sand solid block masonry cast in 1:6 cement sand mix and built with 1:4 cement sand mortar. Rate shall include for continuous curing for 7 days | m2 | 215
Ground Floor To 1st Floor Level
2 | 230mm thick cement sand solid block masonry cast in 1:6 cement sand mix and built with 1:5 cement sand mortar. Rate shall include for continuous curing for 7 days | m2
3 | 150mm thick cement sand solid block masonry cast in 1:6 cement sand mix and built with 1:5 cement sand mortar. Rate shall include for continuous curing for 7 days | m2 | 336
TOTAL FOR MASONRY WORK CARRIED TO SUMMARY
D | WATER PROOFING WORK
| The bidders are requested to refer General Notes, Pricing Preambles, Drawings, Specifications, Conditions of Contract, Special Conditions of Contract and all other relevant documents prior to pricing of the following items. | Note
| Waterproofing work to be carried out by a specialist waterproofing sub contractor. The contractor shall submit a 10 year guarantee for material and workmanship in the name of the Owner for waterproofing system in an internationally accepted format. | Note
| Contractor is supposed to furnish all technical details, samples and any other related literature available along with the quotations, to the Employer's Representative for his approva1J. | Note
| The bidder shall submit the most suitable water proofing system as specified to suit for different surfaces at location technically acceptable to the Employer's Representative | Note
| Rate shall include for complete work of water proofing including cleaning surfaces, making angle fillets at corners, necessary protective screeds, checking the area by ponding and total work required with the waterproofing system and as per the Employer's Representatives approval. | Note
| Applying of water proofing to walls up to a minimum height of 300mm from the floor. | Note
Ground Floor
1 | 1000 gauge polythene sheet as horizontal damp proof membrane under ground floor slab with fold side lapping | m2 | 480
2 | 230mm wide 20mm thick Damp-proof courses in 1:3 cement sand mortar finished with tropical High performance Felt. Rate shall include for laps at joints and angles. | m | 215
TOTAL FOR WATER PROOFING WORK CARRIED TO SUMMARY
E | ROOF
| Supply, Fabricate and erect the steel pipe frame roof structure as per the structural details and other specifications given in the detail drawings. Rate shall include for apply 2 costs of anticorrosive paint and two coats of enema paint on all steel work after cleaning of the surface. All necessary steel plates, angle irons, bolts and unt paid separately. | Note
In Main Roof
1 | 50mm diameter, 3mm thick pipes | m | 444
2 | 38mm diameter, 3mm thick pipes | m | 310
In Eave Truss
3 | 50 x 25 x 2.5mm RHS | m | 186
4 | 38 x 25 x 2.5mm RHS | m | 200
5 | Supply and fix 150x100x20mm Z purlins | m | 970
6 | Supply, and fix Mild steel cleats, brackets, tie rods, sag rods, channels etc. welded for at the connections. Rate shall include for apply 2 coats of anticorrosive paint and 2 costs of enema paint. | kg | 500
7 | Supply, and laying of 0.47 ZN/AL colour bond roofing sheets with necessary screws as per manufacturers recommendation. | m2 | 570
8 | Supply, and laying of 0.47 ZN/AL colour bond ridge capping (girth 600mm) with necessary screws. | m | 85
9 | Supply, and laying of 0.47 ZN/AL colour bond Hip capping (girth 600mm) with necessary screws. | m2 | 20
10 | Supply, and laying of 0.47 ZN/AL colour bond valley gutter (girth 600mm) with necessary screws. | m2 | 20
11 | supply and fixing of 25x225mm timer facia board (Valance board & barge board). Rate shall include for apply one coat of wood primer and 2 coats of enamel paint after preparation of the surface. | m | 108
12 | Supply, and laying of 0.47 ZN/AL colour bond Gutters (girth470mm) | m | 108
13 | Supply, and laying of 0.47 ZN/AL colour bond down pipes, 100x100mm | m | 80
TOTAL FOR ROOF WORK CARRIED TO SUMMARY
F | DOORS AND WINDOWS
ALUMINIUM WINDOWS
| Fabrication and fixing of all aluminium components shall be carried out by experienced tradesman. The Contractor shall submit particulars of aluminium fabricator to the Employer's Representative for approval. | Note
| The Contractor will be required to provide a guarantee on material and workmanship for a period of 08 years from the date of handing over of works in the form required by the Employer as binding the aluminium manufacturer and the Contractor jointly and separately. | Note
| Shop drawings for fabrication of doors, windows, fan lights and all aluminium fabrication should be submitted to Architect / Employer's Representative for approval before the fabrication. | Note
| Rates shall include for | Note
1. Glass and Glazing.
2. All necessary aluminium Furniture.
3. Preparing and submitting shop drawings.
4. Furnishing guarantee as requested by the Employer's Representative.
5. Sampling and submission of test reports to Employer's Representative.
6. Supplying and pasting sand blast sticker.
7. 4mm thick Aluminium composite cladding sheet for panelling.
| 60 - 80 microns powder coated Aluminium extrusions to be used in windows and fanlights. | Note
| 6mm thick clear glass to be used for door and window glass panels and 5mm thick 'Pinheaded' or 'Frosted glass' to be used for Fanlights. | Note
| All the aluminium extrusions, furniture, door closer and all the accessories should be approved by the Employer's Representative. | Note
| All doors, windows and fanlight shall be fixed complete as per detail drawings. | Note
Ground Floor Level
1 | Supply, fabricate and fixing of fully glazed powder coated aluminium sliding window type W01 overall size 2000mmx1500mm, alternative sashes to be fixed and other alternatives to be sliding, comprising 70mm (1.6mm thick) aluminium frame with glazed panels. Complete with approved quality aluminium casement fasteners, rollers, gaskets, guides necessary accessories & another necessary to complete the work. | nr | 10
Page total carried to the Collection Bellow
2 | Supply, fabricate and fixing of fully glazed powder coated aluminium sliding window type W02 overall size 1500mmx1500mm, alternative sashes to be fixed and other alternatives to be sliding, comprising 70mm (1.6mm thick) aluminium frame with glazed panels. Complete with approved quality aluminium casement fasteners, rollers, gaskets, guides and other necessary accessories . | nr | 5
DOORS
| Supply, fabricate and fix Door type D2 double sash swing door, Overall Size 1800mm x2500mm powder coated aluminium door with 1.6mm thick Aluminium frame & Aluminium sashes fixed with 5mm thick float glass at top. Rate shall include for necessary Stainless steel butt hinges (4nrs per sash) , SS door latch / lock, SS Door handle and complete with necessary accessories. | nr | 3
45mm thick hard wood, Mninga or equivalent timber single sash Panelled doors with 145x45mm hard wood timber frame, 145x45mm transom for 5mm thick fixed glazed panel on top as per the design. Rate shall include for 15mm thick architraves and finished with one coat of wood primer and 2 coats of approved colour matt enamel paint.
3 | Door Type D01, Single leaf door, overall size 900 x 2500mm. | nr | 5
Iron Monger
4 | Supply and fix mortice type double lever door lock -UNION or equivalent |  | 5
5 | Supply and fix 150x100mm heavy duty brass but hinges with necessary brass screws- Oxford or equivalent |  | 15
6 | 150mm ling heavy duty brass barrel bolt with necessary brass screws- Oxford or equivalent |  | 10
7 | 25 mm diameter rubber door stopper plugged and screwed to tiled floor. |  | 5
8 | Hydraulic cylinder door closer SOLEX brand or equivalent |  | 5
Page total carried to the Collection Bellow
COLLECTION
Total of Page 12
Total of Page 13
TOTAL FOR DOORS AND WINDOWS CARRIED TO SUMMARY
G | FLOOR, WALL AND CEILING FINISHES
PLASTERING
| Rates for plastering shall includes for forming doors and windows reveals. | Note
| Rates for plastering between different surfaces shall include for spandex metal lathing to avoid any cracks between different surfaces. | Note
| Rate shall include for the "V" grove to separate tile and plaster. | Note
Internal Plaster
Ground Floor
1 | 16 mm thick plaster 1:4 cement and sand mix smooth finished with minimum 1mm thick acrylic wall putty to make plane smooth surface. | m2 | 530
External Plaster
Below DPC level
2 | 20mm thick plinth plaster in 1:3 cement and sand mix finish smooth with colour cement grout on perimeter wall of the pavement. | m2 | 61
Ground Floor
3 | 16 mm thick plaster in 1:4 cement and sand mix finished semi rough to the walls. | m2 | 320
Floor Tiles
| The Bidders are requested to refer General Notes, Pricing Preambles, Drawings, Specifications, Conditions of Contract, Special Conditions of Contract and all other relevant documents prior to pricing of the following items. | Note
| Sample should be summited for approval of the Architect/ Employer's Representative | Note
| Rates shall include for preparation of surfaces for proper bonding. | Note
| Rate shall include for measures to provide suitable bonding between different surfaces such as concrete and brick/block surfaces as per specification. Rates shall also include for all tile specials such as corners, edges etc. | Note
| Rates shall include for cutting tiles and 45 degrees chamfering at corner joints wherever necessary. | Note
Page total carried to the Collection Bellow
| Rate for tiling shall include for providing acceptable adhesive and/or suitable cement in an approved quality which has no effect to the properties of tiles. | Note
Ground Floor
4 | Supply & lay Matt Homogeneous porcelain Floor Tiles 600mm x 600mm in size, Grade "A" and approved colour, laid on 12mm thk 1:2 cement sand bedding using polymer based tile adhesive approved by the Employer's Representative | m2 | 510
5 | Supply & laying of Non-Skid Homogeneous ceramic Floor Tiles for toilet 400mm x 400mm in size, Grade "A" and approved colour, laid on 12mm thk 1:2 cement sand bedding using polymer based tile adhesive approved by the Employer's Representative | m2 | 6
6 | Supply & lay Matt Homogeneous porcelain Floor Tiles on 150mm high skirting with 600mm x 600mm in size, Grade "A" and approved colour, laid on 12mm thk 1:2 cement sand bedding using polymer based tile adhesive approved by the Employer's Representative | m | 215
Wall Tiles
| Tiles fixed to walls with polymer based tile adhesive and grooves to be tilled with approved tile grout matching colour, at the vertical outward corner joints tile edges to be cut into 45 degree to finish 90degree corner complete all in accordance with the Employer's Representative instruction and drawings | Note
Ground Floor
7 | Supply and fixing of 200mmX300mm glazed ceramic wall tiles approved made using polymer based tile adhesive approved by the Employer's Representative on Cement Plastered walls in toilets | m2 | 40
Ceiling Finish
Ground Floor
8 | Supply and Fixing 6mm thick cement fiber board internal ceiling fixed with 50x50mm sawn soft wood, treated with pressure impregnated preservative frame work (600x1200mm panels) hang to roof structure steadily @ 1200mm interval both ways. Rate shall include to complete with 90x13mm gypsum cornice forming curved junction at wall with approved adhesive and nails, etc. | m2 | 547
Page total carried to the Collection Bellow
9 | Supply and Fixing 6mm thick cement fiber board external ceiling fixed with 50x50mm sawn soft wood, treated with pressure impregnated preservative frame work (600x1200mm panels) hang to roof structure steadily @ 1200mm interval both ways. Rate shall include to complete with 90x13mm gypsum cornice forming curved junction at wall with approved adhesive and nails, etc. | m2 | 48
Page total carried to the Collection Bellow
COLLECTION
Total of Page 15
Total of Page 16
Total of Page 17
TOTAL FOR FLOOR, WALL AND CEILING FINISHES CARRIED TO SUMMARY
H | PAINTING AND DECORATION
| The Bidders are requested to refer Bill of Quantities, General Notes, Pricing Preambles, Drawings, Conditions of Contract, and all other relevant documents prior to pricing of the following items. | Note
| Internal painting (master pallet) shall be acrylic based emulsion in an approved manufacture (Gold Star, Sandolin or equivalent) paint and colour to suit with the environment, climate and location of this project. | Note
| External painting (master pallet) shall be exterior quality, weather shield, texture base in an approved manufacture (Gold Star, Sandolin or equivalent) paint and colour to suit with the environment, climate and location of this project. | Note
| Rate for painting shall include for painting to door and window reveals. | Note
| Colour of the paint shall be approved by Employer's representative | Note
Internal Painting
| Rate shall include for applying wall putty to smooth the surface | Note
Ground Floor
1 | Prepare plaster surfaces of wall, columns, beams and projections and apply one coat of filler and two coats of emulsion paint as per manufacture's instruction. | m2 | 510
2 | Prepare plaster surfaces of on external & internal ceiling and apply one coat of filler and two coats of emulsion paint as per manufacture's instruction. | m2 | 600
External Painting
Ground Floor
3 | Prepare plasterer surfaces of all faces of walls columns, beams and projections and apply one coat of exterior primer/sealer, two coats of weather shield paint as per manufacturer instruction. | m2 | 250
4 | Prepare surfaces of barge and facia boards and apply one coat of aluminium wood primer and two coats of approved colour enamel paint. | m2
TOTAL FOR PAINTING AND DECORATION CARRIED TO SUMMARY
J | PLUMBNG/SANITARY INSTALLATIONS
| The Bidder is requested to refer the Preamble Notes, General Notes, drawings, Specifications, Conditions of Contract, special conditions of contract and other relevant document prior to pricing of the following items. | Note
This trade include the following works:
| a.) Sanitary fittings, toilet accessories | Note
b.) Water supply
c.) External sewerage and waste water disposal (up to the nearest sewer manhole).
d). Internal drainage (up to the nearest first manhole).
| Rate shall include for insurance during handling, rehandling, transport, storage, delivery to the point of installation and until handing over. | Note
| All taps and valves shall be "PEX", or equivalent to the approval of the Employer's Representative. | Note
Supply and Install Sanitary fittings
| All water Sanitary fittings to be in original make in an approved colours otherwise specified. | Note
| All pipes to be fixed to the soffit to be with necessary fixing accessories and pipe supports etc., to the approval of the Employer's Representative. | Note
| Rates for Flexible hose measured with fittings shall include with the rate of each item | Note
| Rate are to include for screws nails pipe hooks saddles branches sockets connection short lengths back nuts, nipples & the like & holes chasing etc. & making good in all trades & all necessary excavation & back filling. | Note
| Good quality PPR pipes shall be used for hot and cold water supply, comply with IS 15801, BS4991, BS6920. | Note
All waste water and sewer pipes shall be UPVC. Pipes & fittings shall comply with the latest BS 4514: 1984, BS 3505 & BS 4316 -1.
| Any specials water supply & drainage fittings such as bends, tees, reducers etc unless otherwise stated separately in the BOQ shall be deemed to have been included in relevant items & should accordingly be rated to include for such special fittings & for any extra works involved in the satisfactory completion of such items. | Note
Supplying & fixing American Standard or Equivalent Vitreous China floor standing wash basin (white colour) having nominal size of (575x450mm ) with universal height pedestal of floor to Rim height 825mm, over flow hole and single tap hole in centre, Rate shall include for pedestal, stainless steel flexible hose Stainless steel mixer pillar tap, 1/2" dia Chromium plated brass angle valve and wash basin fixing kit.
1 | In Ground Floor | nr | 8
Supplying & fixing, single bowl, single drain board stainless steel kitchen sink, size 1000x500mm and kitchen sawn neck tap complete with inlet and outlet connections, angle valves, flexible hose etc.
2 | In Ground Floor | nr | 2
Supplying & fixing, double handcrafted undermount kitchen sink, size 1160x480mm and kitchen sawn neck tap complete with inlet and outlet connections, angle valves, flexible hose etc.
3 | In Ground Floor | nr | 2
Mirror over basin 600mmx 600mm as specified comprising with silvered float glass mirror with slight rounded edges free from effect of wavy image French polished vitreous China clips and plugs fixed to wall sizes as per detail drawing.
4 | In Ground Floor | nr | 8
Soap dispenser fixed to wall with fiber plugs and brass screws.
5 | In Ground Floor | nr | 8
Supplying & fixing chromium plated brass 1/2" diameter Bib Tap
6 | In kitchen area | nr | 2
TOTAL FOR PAINTING AND DECORATION CARRIED TO SUMMARY
Cold Water Distribution System
| Rates for all pipes shall include for pipes supports, saddles, clips, screws, nails, hardware fixing, jointing, materials cutting holes, chasing in brick work, concrete etc., and making good the same in all trades and under ground piping all necessary excavation, backfilling, planking and strutting, concrete bedding and hunching, dewatering and disposal of surplus material as directed. The proposal for pipe fixing method to be submitted for prior approval of the Employer's Representative | Note
| Rates for pipes shall include for burying in ground or walls or clipping to wall and all pipe supports fixed to under side of the soffits as required and for pipe fittings such as bends, tees, "Y" junctions, reducers, inspection openings, stop ends, etc., as required. | Note
| Rate for pipes shall include for all pipe fittings and pipe hanging system. | Note
| All pipe and fittings as per Specification and standard. | Note
| Rate shall include for connecting the pipes to the existing pipes vertical stacks with all necessary specials | Note
| Rate shall include for carryout pressure test according to BS - EN-806 after completing the plumbing work | Note
Supply and lay/Fix 25 mm dia PPR Pipe with specials.
7 | In Ground Floor | m | 120
Supply and fix 25 mm dia Brass Gate valve
8 | In Ground Floor | nr | 5
Waste Water Disposal System
| UPVC pipes and fittings to conform BS 4660, BS 5481, BS 4576, BS 3943, BS 4514 and BS 5255 wherever applicable to satisfy the specification and as per drawings. | Note
| Rates for all pipes to be fixed to the soffit with suitable pipe supports and with necessary fixing accessories etc., to the approval of the Employer's Representative | Note
9 | Rates for all piping shall include for pipe supports, saddles, clips, screws, nails, hardware fixing and jointing materials cutting holes, chasing in brick work, concrete etc., and making good the same in all treads. Rates for under-ground piping shall include for all necessary excavation and backfilling, planking and strutting, concrete bedding and disposal of surplus materials as directed. | Note
TOTAL FOR PAINTING AND DECORATION CARRIED TO SUMMARY
| Rates for pipes shall include for pipe supports fixed to soffits, walls or clipping to walls as required and for pipe fittings such as bends, tees, Y junctions, reducers, inspection, opening, stops ends, etc., as required. | Note
| All waste in vertical stacks shall be in suitable type to bear the pressure | Note
| Rates for all underground pipes shall include for all excavation, laid to gradient filling with selected materials and encasing the pipes with concrete as required. | Note
Waste water pipes
63mm dia waste pipe type 600 uPVC pipe
10 | In Ground Floor | m | 20
50mm dia waste pipe type 600 uPVC pipe
11 | In Ground Floor | m | 95
150x150mm PVC gully with stainless steel grating
12 | In Ground Floor | nr | 4
Page total carried to the Collection Bellow
COLLECTION
Total of Page 20
Total of Page 21
Total of Page 22
TOTAL FOR PLUMBNG / SANITARY INSTALLATIONS CARRIED TO SUMMARY
COLLECTION OF BILL NO 4- CANTEEN AND KITCHEN
A | EXCAVATION AND EARTH WORK
B | CONCRETE WORK
C | MASONRY WORK
D | WATER PROOFING WORK
E | ROOF
F | DOORS AND WINDOWS
G | FLOOR, WALL AND CEILING FINISHES
H | PAINTING AND DECORATION
J | PLUMBNG/SANITARY INSTALLATIONS
TOTAL OF BILL NO 4- CANTEEN AND KITCHEN CARRIED TO GRAND SAMMARY

## Bill 5 Summary of Shelters
SAMMARY OF BILL NO 5
SUMMARY OF WAITING SHELTERS
Bill No. | DESCRIPTION | AMOUNT/ TZS
5.1 | MHD WAITING SHELTER 1
5.2 | MHD WAITING SHELTER 2
5.3 | DINING SHELTER 1
| SUB SUMMARY OF BILL NO 5- WAITING SHELTERS CARRIED TO GRAND SAMMARY | 0

## Bill 5.1 MHD Waiting Shelter 1
BILL NO 5.1 - MHD WAITING SHELTER 1
ITEM NO. | DESCRIPTION | UNIT | QTY | RATE (TZS) | AMOUNT (TZS)
A | EXCAVATION AND EARTH WORK
| The Bidders are requested to refer the General Notes, Pricing Preambles, Drawings, Specifications, Conditions of Contract, Special Conditions of Contract and all other relevant documents prior to pricing of the following items. | Note
| Rates shall include for any working space as required by the contractor. | Note
| Rates shall include for Excavating and removing roots surfaces including all metals | Note
| Dewatering and earth work supports shall not be measured separately. (Rate shall include for cost of dewatering and earth work support, if necessary) | Note
| The bidder is requested to check ground water level and soil investigation report, limitation of transport, limitation of site, conditions of the existing road for possibility of transportation of heavy equipment et1B., prior to pricing this section of work. | Note
| The contractor shall arrange and obtain necessary permission from authorities for disposal and dumping of earth. | Note
| Rates shall include for removal and disposal of any obstructions, such as artificial structure and rock boulders et1B., during excavation if encountered. | Note
Earthwork Support
| Rate to include the cost of Earth work supporting system to be carried out only on the instruction of the Employer's Representative depending on the nature of the soil. | Note
| The contractor shall design and carry out the most suitable earthwork support system capable of achieving the specified technical requirement and in consideration of ground water level, soil condition, other buildings and structures situated close to the site. The Tenderer shall submit his proposal in detail with necessary calculations, method, type of equipment/plant, propose to use and shop drawings etc., along with the bid for the approval of the Employer's Representative | Note
Filling & Compaction
Approved earth shall mean filling materials that comply to the following:
(a) The earth shall be free of vegetation, a roots, boulders, easily decomposable materials, chemicals, industrial waste, plastic etc.
(b) The maximum size of particle shall not exceed 75 mm.
(c) The earth shall be well graded and the silt and clay (fines) content shall not be more than 25%.
(d) The standard proctor density shall be grater than 1.70 g/cm3.
Site Preparation
1 | Clearing site vegetation including top soil removing for maximum 150mm, compacting and disposal of all surplus excavated material away from the site as directed and site clearing shall be covered the area where 3000mm beyond the building. (contractor shall visit the site & assert the actual work involve) | m2 | 88
Excavation
2 | Excavation of foundation for Column / wall in any material other than rock requiring blasting depth not exceeding 1.5m. Rate shall include for compacting the bottom of excavation, part return fill to excavation and rammed, surplus disposed off site as directed. | m3 | 26
3 | Excavation for foundation in rock requiring blasting. Rate shall include for compacting the bottom of excavation, part return fill to excavation and rammed, surplus disposed off site as directed. | m3
Filling
4 | Approved imported hard earth (Gravel) filling including levelling, watering and compacting in 150mm layers between foundation of walls up to DPC level with 98% compaction. (Payment shall be made for compacted volume) | m3 | 16
5 | Approved available hard earth filling (selected excavated soil) including levelling, watering and compacting in 150mm layers around the building with 98% compaction. (Payment shall be made for compacted volume) | m3 | 46
6 | Approved available hard earth filling including levelling, watering and compacting in 150mm layers between foundation of walls up to DPC level with 98% compaction. (Payment shall be made for compacted volume) | m3 | 24
7 | 200mm thick hardcore filling blinded with sand (50mm Thick) to receive damp proof membrane (measured separately) | m2 | 52
| For Anti termite treatment- The chemical shall be of approved by the Employer's Representative. Aldrin 0.50% solution or other equal and approved anti-termite treatment applied at a rate of 7 litres per square metre. | Note
| The chemical to be sprayed on soil surface and injected in to the filling by drilling treated surface to be covered by polythene membrane within 24hrs of treatments | Note
Page total carried to the Collection Bellow
8 | Anti-termite treatment shall be done by a specialized sub-contractor in accordance with the manufacture's specification and to the approval of Consultant by specialize sub-contractor. It is needed to produce warrantee certificate from professional anti termite sub contractor for minimum 10 Years. | m2 | 70
Page total carried to the Collection Bellow
COLLECTION
Total of Page2
Total of Page 3
TOTAL FOR EXCAVATION AND EARTH WORK CARRIED TO SUMMARY
B | CONCRETE WORK
| The bidders are requested to refer General Notes, Pricing Preambles, Drawings, Specifications, Conditions of Contract, Special Conditions of Contract and all other relevant documents prior to pricing of the following items. | Note
| Rate shall include for depositing, handling, hoisting into position, vibrating, curing etc. and making good after removal of formwork etc. | Note
| All Concrete Works shall comply to the specifications, filled into formwork and well packed around reinforcement. | Note
| Rate shall include for supplying and laying of gauge 1000 polythene on ground, where concrete is in direct contact with ground, before pouring concrete unless other wise measured separately. | Note
| Coarse aggregate should be granite material. Metal to be used shall be granite comply to the specification. | Note
| Fine aggregate shall be river sand | Note
| Rate for concreting columns, walls shall include for kickers and cover blocks. | Note
Measurement of Slabs & Walls
| Slab concrete include that part of beam to a depth of largest adjacent slab thickness. | Note
| Concrete work related to Ramps has been measured separately and slopes have not been indicated. Slopes shall be as shown in the drawings. | Note
| Contractor shall ensure that all contacting surfaces including reinforcement dowels left out for bonding purposes is free from any organic or artificial material which can be a hindrance to achieve specified properties in the Drawings and Specifications. | Note
| Rates for lean concrete shall include for preparation of bottom of excavation prior to pouring of lean concrete. | Note
| Contractor shall ensure that the top of the lean concrete layer shall be finished semi rough for waterproofing layer. Rate for lean concrete shall include for waterproofing layer unless measured separately. | Note
| Rates for formwork shall include for control joints, isolation joints wherever specified and required according to the drawings and specifications. | Note
| Rate for concrete shall include for construction joint, isolation joint, expansion joint, with dowel bars, end cap and compressible filler with sealant on top as per drawing. | Note
| Rates for concrete shall include all necessary tests by an Authority acceptable to the Employer's Representative | Note
| Rates for concrete shall include all necessary equipment which are required for concreting. Rate shall include for continuous curing for 7 days. | Note
| Reinforcement & Form work paid for separately unless otherwise specified in the item. | Note
Up to DPC Level
Plain Cement Concrete
1 | 50mm thick plain In-situ Concrete; Nominal Grade 20, mix ratio (1:2:4) or appropriate with 20 mm aggregates wall and column foundations. | m2 | 39
Reinforced Cement Concrete
Nominal Grade 20, mix ratio (1:2:4) or appropriate
2 | Reinforced Cement Concrete (Gr.25) in Column Footing | m3 | 4
3 | Reinforced Cement Concrete (Gr. 25) in Columns | m3 | 1
4 | Reinforced Cement Concrete (Gr. 25) in trench foundation of wall | m3 | 5
5 | Reinforced Cement Concrete (Gr. 25) in Ground beam. | m3 | 2.8
6 | 100mm thick Floor Concrete in Gr 25 | m2 | 52
Above DPC Level to 1st Floor Level
7 | Reinforced Cement Concrete (Gr. 25) in Column | m3 | 0.9
8 | Reinforced Cement Concrete (Gr. 25) in beam. | m3
9 | Lintels size 150x200mm in Gr. 25 cement concrete reinforced with 4Nos of 10 mm dia. tor steel bars and 8 mm mild steel stirrups @ 150mm c/c and rate shall include for reinforcement & formwork. | m
10 | Window sills, size 150x75mm in Gr.25 cement concrete reinforced with 2Nos of 12 mm dia. tor steel bars and 8mm mild steel stirrups @ 150mm c/c and rate shall include for reinforcemts & formwork. | m
Page total carried to the Collection Bellow
FORM WORK
| Formwork for concrete under ground level shall be of timber for all exposed concrete, use 15mm thick plywood sheets for slab bottoms, columns | Note
| Formwork centering and moulds for concrete construction shall be of approved system to suit with the nature of this project and shall be erected true in line, levels and vertically for walls and columns and to the shapes and sizes required by the work, and shall be of suitable design and substantial and rigid construction so as to prevent deformation due to the placing and compacting of concrete and any incidental loading. All formwork and centering shall be so constructed that no grout shall leak out during concreting. | Note
| Formwork and centering shall be provided with adequate struts, braces, walling, ties and clamps so as to maintain the dimensions lines and levels shown on the drawings during the entire operation of placing and compacting the concrete and to prevent any sagging exceeding 3mm under the weight of wet concrete with any other super imposed loads which they would be subjected to during construction. | Note
| Formwork to column heads has been measured with slab and not enumerated separately. | Note
| The contractor shall provide sufficient formwork and moulds to ensure adequate progress of work and the Employer's Representative may direct the contractor to provide at contractor's expense such additional formwork and moulds as they may deem necessary if in his opinion the proper progress of the work is retarded by their absence. | Note
| Rates shall include for forming projections and chamfers. | Note
| Formwork has been measured as the net contact surface measurement between concrete and formwork. | Note
| Type of formwork shall be ply wood or steel with steel supporting system on concrete surfaces on removal of shuttering unless otherwise specified elsewhere. Rates for formwork shall include for all necessary measures to provide fine finish to the satisfaction of the Employer's Representative | Note
| The bidder shall submit the method of statement detail of his proposal for formwork system prior to the work. | Note
Using 15 mm thick plywood and Class II timber joists and props including dismantling.
Up to DPC Level
11 | For sides of Column footing, and wall foundation beams | m2 | 28
Page total carried to the Collection Bellow
12 | For sides of ground beam | m2 | 25
Form work with plywood sheet and Class II timber members including dismantling.
Above DPC Level to 1st Floor Level
13 | To side and soffits of beam | m2
14 | To sides of column | m2 | 11
REINFORCEMENTS
| The size of reinforcement bars comply BS 4449 described in the drawing or elsewhere shall be the minimum size and the rolling margin and any other tolerance shall be wholly above this size. Hooks and laps have been measured and included with the quantities for reinforcements. | Note
| All reinforcement shall be free from mill scale, dirt, oil, paint, grease or loose rust before fixing in position and shall be brushed with a stiff wire brush if so directed by the Employer's Representative | Note
| Reinforcement shall be bent cold by applying a slow even pressure on an approved type of bending apparatus. | Note
| Re-bending of incorrectly bends bars shall not be attempted. | Note
| Rates shall include for cutting, bending, fabricating, placing in position, holding and supporting including temporary fixing supports, hangers, binding wire spacers, stools and waste (Designed laps are included in quantities). | Note
| Rates shall include for working in difficult conditions. | Note
| The bidder is advised to refer the diameters of reinforcement steel to be used for this project and to be aware of the availability of relevant diameters and to price the item in the trade accordingly. | Note
High yield Steel and Mild Steel bar comply BS 4449 reinforcement in the following;
Tor steel reinforcement (to BS 4449 and characteristic strength fy = 460N/mm2)
Mild steel reinforcement (to BS 4449 and characteristic strength fy = 250N/mm2)
Page total carried to the Collection Bellow
Up to DPC Level
Tor steel reinforcements as follows
15 | Tor Steel -10mm Diameter | kg | 60
16 | Tor Steel -12mm Diameter | kg | 85
17 | Tor Steel - 16mm Diameter | kg | 390
Mild Steel reinforcement as follows
18 | Mild Steel - 8mm Diameter | kg | 125
BRC mesh fabric reinforcement ref A142 (weighing 2.2kg/m2) beneath floor bed with 6mm main and cross wires @200mm c/c and 200mm laps
19 | In ground floor slab | m2 | 52
DPC to Roof Level
Tor steel reinforcements as follows
20 | Tor Steel - 16mm Diameter | kg | 75
Mild Steel reinforcement as follows
21 | Mild Steel - 8mm Diameter | kg | 25
22 | 100mm diameter 4mm thick CHS steel column anchored into column up to the depth 300mm. Rate shall include for apply one coat of anticorrosive paint and 2 coats of enamel paint. | m | 42.5
Page total carried to the Collection Bellow
COLLECTION
Total of Page 5
Total of Page 6
Total of Page 7
Total of Page 8
TOTAL FOR CONCRETE WORK CARRIED TO SUMMARY
C | MASONRY WORK
| The bidders are requested to refer General Notes, Pricing Preambles, Drawings, Specifications, Conditions of Contract, Special Conditions of Contract and all other relevant documents prior to pricing of the following items. | Note
| Rates shall include for preparation of surfaces of floor slab, columns (steel or RCC) and wall surfaces for proper bonding. | Note
| Rate to include cost for all concrete stiffener columns & stiffener beams as per specification. | Note
Block Work
Walling; Concrete blocks, BS 2028 type A, solid, dense aggregate, average compressive strength 4N/sq. mm
In Foundations
1 | 230mm thick cement sand solid block masonry cast in 1:6 cement sand mix and built with 1:4 cement sand mortar. Rate shall include for continuous curing for 7 days | m2 | 34
Ground Floor To 1st Floor Level
2 | 230mm thick cement sand solid block masonry cast in 1:6 cement sand mix and built with 1:5 cement sand mortar. Rate shall include for continuous curing for 7 days | m2
3 | 150mm thick cement sand solid block masonry cast in 1:6 cement sand mix and built with 1:5 cement sand mortar. Rate shall include for continuous curing for 7 days | m2 | 31
TOTAL FOR MASONRY WORK CARRIED TO SUMMARY
D | WATER PROOFING WORK
| The bidders are requested to refer General Notes, Pricing Preambles, Drawings, Specifications, Conditions of Contract, Special Conditions of Contract and all other relevant documents prior to pricing of the following items. | Note
| Waterproofing work to be carried out by a specialist waterproofing sub contractor. The contractor shall submit a 10 year guarantee for material and workmanship in the name of the Owner for waterproofing system in an internationally accepted format. | Note
| Contractor is supposed to furnish all technical details, samples and any other related literature available along with the quotations, to the Employer's Representative for his approval. | Note
| The bidder shall submit the most suitable water proofing system as specified to suit for different surfaces at location technically acceptable to the Employer's Representative | Note
| Rate shall include for complete work of water proofing including cleaning surfaces, making angle fillets at corners, necessary protective screeds, checking the area by ponding and total work required with the waterproofing system and as per the Employer's Representatives approval. | Note
| Applying of water proofing to walls up to a minimum height of 300mm from the floor. | Note
Ground Floor
1 | 1000 gauge polythene sheet as horizontal damp proof membrane under ground floor slab with fold side lapping | m2 | 52
2 | 230mm wide 20mm thick Damp-proof courses in 1:3 cement sand mortar finished with tropical High performance Felt. Rate shall include for laps at joints and angles. | m | 31
TOTAL FOR WATER PROOFING WORK CARRIED TO SUMMARY
E | ROOF
| Supply, Fabricate, apply two coats of wood preservative and erection of hard wood swan timber roof frame as per the structural details and other specifications given in the detail drawings | Note
1 | 50x150 sawn timber in truss | m | 200
2 | 50x100mm sawn timber in truss | m | 68
3 | 50x150mm swan timber wall plate | m | 19
4 | 50x75mm swan timber purlin | m | 100
5 | Supply, and fix 4mm thick mils steel plates for the timber connections of trusses. Rate shall include for apply 2 coats of anticorrosive paint. | kg | 250
6 | 12mm diameter nut and washers for timber connection of truss. Rate shall include for apply 2 coats of anticorrosive paint. | kg | 100
7 | Supply, and laying of 0.47 ZN/AL colour bond roofing sheets with necessary screws as per manufacturers recommendation. | m2 | 80
8 | Supply, and laying of 0.47 ZN/AL colour bond ridge capping (girth 600mm) with necessary screws. | m2 | 10
9 | Supply, and laying of 0.47 ZN/AL colour bond Hip capping (girth 600mm) with necessary screws. | m2
10 | Supply, and laying of 0.47 ZN/AL colour bond valley gutter (girth 600mm) with necessary screws. | m2
11 | supply and fixing of 25x225mm timer facia board (Valance board & barge board). Rate shall include for apply one coat of wood primer and 2 coats of enamel paint after preparation of the surface. | m | 26
12 | Supply, and laying of 0.47 ZN/AL colour bond Gutters (girth470mm) | m | 20
13 | Supply, and laying of 0.47 ZN/AL colour bond down pipes, 100x100mm | m | 16
TOTAL FOR ROOF WORK CARRIED TO SUMMARY
F | FLOOR, WALL AND CEILING FINISHES
PLASTERING
| Rates for plastering shall includes for forming doors and windows reveals. | Note
| Rates for plastering between different surfaces shall include for spandex metal lathing to avoid any cracks between different surfaces. | Note
| Rate shall include for the "V" grove to separate tile and plaster. | Note
Internal Plaster
Ground Floor
1 | 16 mm thick plaster 1:4 cement and sand mix smooth finished with minimum 1mm thick acrylic wall putty to make plane smooth surface. | m2 | 32
External Plaster
Below DPC level
2 | 20mm thick plinth plaster in 1:3 cement and sand mix finish smooth with colour cement grout on perimeter wall of the pavement. | m2 | 14
Ground Floor
3 | 16 mm thick plaster in 1:4 cement and sand mix finished semi rough to the walls. | m2 | 32
Floor Tiles
| The Bidders are requested to refer General Notes, Pricing Preambles, Drawings, Specifications, Conditions of Contract, Special Conditions of Contract and all other relevant documents prior to pricing of the following items. | Note
| Sample should be summited for approval of the Architect/ Employer's Representative | Note
| Rates shall include for preparation of surfaces for proper bonding. | Note
| Rate shall include for measures to provide suitable bonding between different surfaces such as concrete and brick/block surfaces as per specification. Rates shall also include for all tile specials such as corners, edges etc. | Note
| Rates shall include for cutting tiles and 45 degrees chamfering at corner joints wherever necessary. | Note
Page total carried to the Collection Bellow
| Rate for tiling shall include for providing acceptable adhesive and/or suitable cement in an approved quality which has no effect to the properties of tiles. | Note
Ground Floor
4 | Supply & lay Matt Homogeneous porcelain Floor Tiles 300mm x 300mm in size, Grade "A" and approved colour, laid on 12mm thk 1:2 cement sand bedding using polymer based tile adhesive approved by the Employer's Representative | m2 | 54
5 | Supply & laying of Non-Skid Homogeneous ceramic Floor Tiles for toilet 400mm x 400mm in size, Grade "A" and approved colour, laid on 12mm thk 1:2 cement sand bedding using polymer based tile adhesive approved by the Employer's Representative | m2
6 | Supply & lay Matt Homogeneous porcelain Floor Tiles on 150mm high skirting with 600mm x 600mm in size, Grade "A" and approved colour, laid on 12mm thk 1:2 cement sand bedding using polymer based tile adhesive approved by the Employer's Representative | m | 27
Wall Tiles
| Tiles fixed to walls with polymer based tile adhesive and grooves to be tilled with approved tile grout matching colour, at the vertical outward corner joints tile edges to be cut into 45 degree to finish 90degree corner complete all in accordance with the Employer's Representative instruction and drawings | Note
Ground Floor
7 | Supply and fixing of 200mmX300mm glazed ceramic wall tiles approved made using polymer based tile adhesive approved by the Employer's Representative on Cement Plastered walls in toilets | m2
Ground Floor
8 | 0.47mm thick ZnAl Colourbond sheet cladding with 38x38x4mm angle iron frame work welded to roof truss and the steel column. Rate shall include for necessary bracket bracings cleats and apply one coat of anticorrosive and 2 coats of enamel paint. | m2 | 11
Page total carried to the Collection Bellow
Ceiling Finish
9 | Supply and Fixing 6mm thick cement fiber board external ceiling fixed with 50x50mm sawn soft wood, treated with pressure impregnated preservative frame work (600x1200mm panels) hang to roof structure steadily @ 1200mm interval both ways. Rate shall include to complete with 90x13mm gypsum cornice forming curved junction at wall with approved adhesive and nails, etc. | m2 | 80
Page total carried to the Collection Bellow
COLLECTION
Total of Page 15
Total of Page 16
Total of Page 17
TOTAL FOR FLOOR, WALL AND CEILING FINISHES CARRIED TO SUMMARY
G | PAINTING AND DECORATION
| The Bidders are requested to refer Bill of Quantities, General Notes, Pricing Preambles, Drawings, Conditions of Contract, and all other relevant documents prior to pricing of the following items. | Note
| Internal painting (master pallet) shall be acrylic based emulsion in an approved manufacture (Gold Star, Sandolin or equivalent) paint and colour to suit with the environment, climate and location of this project. | Note
| External painting (master pallet) shall be exterior quality, weather shield, texture base in an approved manufacture (Gold Star, Sandolin or equivalent) paint and colour to suit with the environment, climate and location of this project. | Note
| Rate for painting shall include for painting to door and window reveals. | Note
| Colour of the paint shall be approved by Employer's representative | Note
Internal Painting
| Rate shall include for applying wall putty to smooth the surface | Note
External and Internal Painting
1 | Prepare plaster surfaces of on external & internal ceiling and apply one coat of filler and two coats of weather shield paint as per manufacture's instruction. | m2 | 80
2 | Prepare plasterer surfaces of all faces of walls columns, beams and projections and apply one coat of exterior primer/sealer, two coats of weather shield paint as per manufacturer instruction. | m2 | 64
3 | Prepare surfaces of barge and facia boards and apply one coat of aluminium wood primer and two coats of approved colour enamel paint. | m2
TOTAL FOR AIR CONDITION AND VENTILATION SYSTEM CARRIED TO SUMMARY
COLLECTION OF BILL NO 5.1 - MHD WAITING SHELTER 1
A | EXCAVATION AND EARTH WORK
B | CONCRETE WORK
C | MASONRY WORK
D | WATER PROOFING WORK
E | ROOF WORK
F | FLOOR, WALL AND CEILING FINISHES
G | PAINTING AND DECORATION
TOTAL OF BILL NO 5.1 -MHD WAITING SHELTER 2 CARRIED TO WAITING SHELTER SUMMARY

## Bill 5.2 MHD Waiting Shelte 2
BILL NO 5.2 - MHD WAITING SHELTER 2
ITEM NO. | DESCRIPTION | UNIT | QTY | RATE (TZS) | AMOUNT (TZS)
A | EXCAVATION AND EARTH WORK
| The Bidders are requested to refer the General Notes, Pricing Preambles, Drawings, Specifications, Conditions of Contract, Special Conditions of Contract and all other relevant documents prior to pricing of the following items. | Note
| Rates shall include for any working space as required by the contractor. | Note
| Rates shall include for Excavating and removing roots surfaces including all metals | Note
| Dewatering and earth work supports shall not be measured separately. (Rate shall include for cost of dewatering and earth work support, if necessary) | Note
| The bidder is requested to check ground water level and soil investigation report, limitation of transport, limitation of site, conditions of the existing road for possibility of transportation of heavy equipment et1B., prior to pricing this section of work. | Note
| The contractor shall arrange and obtain necessary permission from authorities for disposal and dumping of earth. | Note
| Rates shall include for removal and disposal of any obstructions, such as artificial structure and rock boulders et1B., during excavation if encountered. | Note
Earthwork Support
| Rate to include the cost of Earth work supporting system to be carried out only on the instruction of the Employer's Representative depending on the nature of the soil. | Note
| The contractor shall design and carry out the most suitable earthwork support system capable of achieving the specified technical requirement and in consideration of ground water level, soil condition, other buildings and structures situated close to the site. The Tenderer shall submit his proposal in detail with necessary calculations, method, type of equipment/plant, propose to use and shop drawings etc., along with the bid for the approval of the Employer's Representative | Note
Filling & Compaction
Approved earth shall mean filling materials that comply to the following:
(a) The earth shall be free of vegetation, a roots, boulders, easily decomposable materials, chemicals, industrial waste, plastic etc.
(b) The maximum size of particle shall not exceed 75 mm.
(c) The earth shall be well graded and the silt and clay (fines) content shall not be more than 25%.
(d) The standard proctor density shall be grater than 1.70 g/cm3.
Site Preparation
1 | Clearing site vegetation including top soil removing for maximum 150mm, compacting and disposal of all surplus excavated material away from the site as directed and site clearing shall be covered the area where 3000mm beyond the building. (contractor shall visit the site & assert the actual work involve) | m2 | 88
Excavation
2 | Excavation of foundation for Column / wall in any material other than rock requiring blasting depth not exceeding 1.5m. Rate shall include for compacting the bottom of excavation, part return fill to excavation and rammed, surplus disposed off site as directed. | m3 | 26
3 | Excavation for foundation in rock requiring blasting. Rate shall include for compacting the bottom of excavation, part return fill to excavation and rammed, surplus disposed off site as directed. | m3
Filling
4 | Approved imported hard earth (Gravel) filling including levelling, watering and compacting in 150mm layers between foundation of walls up to DPC level with 98% compaction. (Payment shall be made for compacted volume) | m3 | 16
5 | Approved available hard earth filling (selected excavated soil) including levelling, watering and compacting in 150mm layers around the building with 98% compaction. (Payment shall be made for compacted volume) | m3 | 46
6 | Approved available hard earth filling including levelling, watering and compacting in 150mm layers between foundation of walls up to DPC level with 98% compaction. (Payment shall be made for compacted volume) | m3 | 24
7 | 200mm thick hardcore filling blinded with sand (50mm Thick) to receive damp proof membrane (measured separately) | m2 | 52
| For Anti termite treatment- The chemical shall be of approved by the Employer's Representative. Aldrin 0.50% solution or other equal and approved anti-termite treatment applied at a rate of 7 litres per square metre. | Note
| The chemical to be sprayed on soil surface and injected in to the filling by drilling treated surface to be covered by polythene membrane within 24hrs of treatments | Note
Page total carried to the Collection Bellow
8 | Anti-termite treatment shall be done by a specialized sub-contractor in accordance with the manufacture's specification and to the approval of Consultant by specialize sub-contractor. It is needed to produce warrantee certificate from professional anti termite sub contractor for minimum 10 Years. | m2 | 70
Page total carried to the Collection Bellow
COLLECTION
Total of Page2
Total of Page 3
TOTAL FOR EXCAVATION AND EARTH WORK CARRIED TO SUMMARY
B | CONCRETE WORK
| The bidders are requested to refer General Notes, Pricing Preambles, Drawings, Specifications, Conditions of Contract, Special Conditions of Contract and all other relevant documents prior to pricing of the following items. | Note
| Rate shall include for depositing, handling, hoisting into position, vibrating, curing etc. and making good after removal of formwork etc. | Note
| All Concrete Works shall comply to the specifications, filled into formwork and well packed around reinforcement. | Note
| Rate shall include for supplying and laying of gauge 1000 polythene on ground, where concrete is in direct contact with ground, before pouring concrete unless other wise measured separately. | Note
| Coarse aggregate should be granite material. Metal to be used shall be granite comply to the specification. | Note
| Fine aggregate shall be river sand | Note
| Rate for concreting columns, walls shall include for kickers and cover blocks. | Note
Measurement of Slabs & Walls
| Slab concrete include that part of beam to a depth of largest adjacent slab thickness. | Note
| Concrete work related to Ramps has been measured separately and slopes have not been indicated. Slopes shall be as shown in the drawings. | Note
| Contractor shall ensure that all contacting surfaces including reinforcement dowels left out for bonding purposes is free from any organic or artificial material which can be a hindrance to achieve specified properties in the Drawings and Specifications. | Note
| Rates for lean concrete shall include for preparation of bottom of excavation prior to pouring of lean concrete. | Note
| Contractor shall ensure that the top of the lean concrete layer shall be finished semi rough for waterproofing layer. Rate for lean concrete shall include for waterproofing layer unless measured separately. | Note
| Rates for formwork shall include for control joints, isolation joints wherever specified and required according to the drawings and specifications. | Note
| Rate for concrete shall include for construction joint, isolation joint, expansion joint, with dowel bars, end cap and compressible filler with sealant on top as per drawing. | Note
| Rates for concrete shall include all necessary tests by an Authority acceptable to the Employer's Representative | Note
| Rates for concrete shall include all necessary equipment which are required for concreting. Rate shall include for continuous curing for 7 days. | Note
| Reinforcement & Form work paid for separately unless otherwise specified in the item. | Note
Up to DPC Level
Plain Cement Concrete
1 | 50mm thick plain In-situ Concrete; Nominal Grade 20, mix ratio (1:2:4) or appropriate with 20 mm aggregates wall and column foundations. | m2 | 39
Reinforced Cement Concrete
Nominal Grade 20, mix ratio (1:2:4) or appropriate
2 | Reinforced Cement Concrete (Gr.25) in Column Footing | m3 | 4
3 | Reinforced Cement Concrete (Gr. 25) in Columns | m3 | 1
4 | Reinforced Cement Concrete (Gr. 25) in trench foundation of wall | m3 | 5
5 | Reinforced Cement Concrete (Gr. 25) in Ground beam. | m3 | 2.8
6 | 100mm thick Floor Concrete in Gr 25 | m2 | 52
Above DPC Level to 1st Floor Level
7 | Reinforced Cement Concrete (Gr. 25) in Column | m3 | 0.9
8 | Reinforced Cement Concrete (Gr. 25) in beam. | m3
9 | Lintels size 150x200mm in Gr. 25 cement concrete reinforced with 4Nos of 10 mm dia. tor steel bars and 8 mm mild steel stirrups @ 150mm c/c and rate shall include for reinforcement & formwork. | m
10 | Window sills, size 150x75mm in Gr.25 cement concrete reinforced with 2Nos of 12 mm dia. tor steel bars and 8mm mild steel stirrups @ 150mm c/c and rate shall include for reinforcemts & formwork. | m
Page total carried to the Collection Bellow
FORM WORK
| Formwork for concrete under ground level shall be of timber for all exposed concrete, use 15mm thick plywood sheets for slab bottoms, columns | Note
| Formwork centering and moulds for concrete construction shall be of approved system to suit with the nature of this project and shall be erected true in line, levels and vertically for walls and columns and to the shapes and sizes required by the work, and shall be of suitable design and substantial and rigid construction so as to prevent deformation due to the placing and compacting of concrete and any incidental loading. All formwork and centering shall be so constructed that no grout shall leak out during concreting. | Note
| Formwork and centering shall be provided with adequate struts, braces, walling, ties and clamps so as to maintain the dimensions lines and levels shown on the drawings during the entire operation of placing and compacting the concrete and to prevent any sagging exceeding 3mm under the weight of wet concrete with any other super imposed loads which they would be subjected to during construction. | Note
| Formwork to column heads has been measured with slab and not enumerated separately. | Note
| The contractor shall provide sufficient formwork and moulds to ensure adequate progress of work and the Employer's Representative may direct the contractor to provide at contractor's expense such additional formwork and moulds as they may deem necessary if in his opinion the proper progress of the work is retarded by their absence. | Note
| Rates shall include for forming projections and chamfers. | Note
| Formwork has been measured as the net contact surface measurement between concrete and formwork. | Note
| Type of formwork shall be ply wood or steel with steel supporting system on concrete surfaces on removal of shuttering unless otherwise specified elsewhere. Rates for formwork shall include for all necessary measures to provide fine finish to the satisfaction of the Employer's Representative | Note
| The bidder shall submit the method of statement detail of his proposal for formwork system prior to the work. | Note
Using 15 mm thick plywood and Class II timber joists and props including dismantling.
Up to DPC Level
11 | For sides of Column footing, and wall foundation beams | m2 | 28
Page total carried to the Collection Bellow
12 | For sides of ground beam | m2 | 25
Form work with plywood sheet and Class II timber members including dismantling.
Above DPC Level to 1st Floor Level
13 | To side and soffits of beam | m2
14 | To sides of column | m2 | 11
REINFORCEMENTS
| The size of reinforcement bars comply BS 4449 described in the drawing or elsewhere shall be the minimum size and the rolling margin and any other tolerance shall be wholly above this size. Hooks and laps have been measured and included with the quantities for reinforcements. | Note
| All reinforcement shall be free from mill scale, dirt, oil, paint, grease or loose rust before fixing in position and shall be brushed with a stiff wire brush if so directed by the Employer's Representative | Note
| Reinforcement shall be bent cold by applying a slow even pressure on an approved type of bending apparatus. | Note
| Re-bending of incorrectly bends bars shall not be attempted. | Note
| Rates shall include for cutting, bending, fabricating, placing in position, holding and supporting including temporary fixing supports, hangers, binding wire spacers, stools and waste (Designed laps are included in quantities). | Note
| Rates shall include for working in difficult conditions. | Note
| The bidder is advised to refer the diameters of reinforcement steel to be used for this project and to be aware of the availability of relevant diameters and to price the item in the trade accordingly. | Note
High yield Steel and Mild Steel bar comply BS 4449 reinforcement in the following;
Tor steel reinforcement (to BS 4449 and characteristic strength fy = 460N/mm2)
Mild steel reinforcement (to BS 4449 and characteristic strength fy = 250N/mm2)
Page total carried to the Collection Bellow
Up to DPC Level
Tor steel reinforcements as follows
15 | Tor Steel -10mm Diameter | kg | 60
16 | Tor Steel -12mm Diameter | kg | 85
17 | Tor Steel - 16mm Diameter | kg | 390
Mild Steel reinforcement as follows
18 | Mild Steel - 8mm Diameter | kg | 125
BRC mesh fabric reinforcement ref A142 (weighing 2.2kg/m2) beneath floor bed with 6mm main and cross wires @200mm c/c and 200mm laps
19 | In ground floor slab | m2 | 52
DPC to Roof Level
Tor steel reinforcements as follows
20 | Tor Steel - 16mm Diameter | kg | 75
Mild Steel reinforcement as follows
21 | Mild Steel - 8mm Diameter | kg | 25
22 | 100mm diameter 4mm thick CHS steel column anchored into column up to the depth 300mm. Rate shall include for apply one coat of anticorrosive paint and 2 coats of enamel paint. | m | 42.5
Page total carried to the Collection Bellow
COLLECTION
Total of Page 5
Total of Page 6
Total of Page 7
Total of Page 8
TOTAL FOR CONCRETE WORK CARRIED TO SUMMARY
C | MASONRY WORK
| The bidders are requested to refer General Notes, Pricing Preambles, Drawings, Specifications, Conditions of Contract, Special Conditions of Contract and all other relevant documents prior to pricing of the following items. | Note
| Rates shall include for preparation of surfaces of floor slab, columns (steel or RCC) and wall surfaces for proper bonding. | Note
| Rate to include cost for all concrete stiffener columns & stiffener beams as per specification. | Note
Block Work
Walling; Concrete blocks, BS 2028 type A, solid, dense aggregate, average compressive strength 4N/sq. mm
In Foundations
1 | 230mm thick cement sand solid block masonry cast in 1:6 cement sand mix and built with 1:4 cement sand mortar. Rate shall include for continuous curing for 7 days | m2 | 34
Ground Floor To 1st Floor Level
2 | 230mm thick cement sand solid block masonry cast in 1:6 cement sand mix and built with 1:5 cement sand mortar. Rate shall include for continuous curing for 7 days | m2
3 | 150mm thick cement sand solid block masonry cast in 1:6 cement sand mix and built with 1:5 cement sand mortar. Rate shall include for continuous curing for 7 days | m2 | 31
TOTAL FOR MASONRY WORK CARRIED TO SUMMARY
D | WATER PROOFING WORK
| The bidders are requested to refer General Notes, Pricing Preambles, Drawings, Specifications, Conditions of Contract, Special Conditions of Contract and all other relevant documents prior to pricing of the following items. | Note
| Waterproofing work to be carried out by a specialist waterproofing sub contractor. The contractor shall submit a 10 year guarantee for material and workmanship in the name of the Owner for waterproofing system in an internationally accepted format. | Note
| Contractor is supposed to furnish all technical details, samples and any other related literature available along with the quotations, to the Employer's Representative for his approval. | Note
| The bidder shall submit the most suitable water proofing system as specified to suit for different surfaces at location technically acceptable to the Employer's Representative | Note
| Rate shall include for complete work of water proofing including cleaning surfaces, making angle fillets at corners, necessary protective screeds, checking the area by ponding and total work required with the waterproofing system and as per the Employer's Representatives approval. | Note
| Applying of water proofing to walls up to a minimum height of 300mm from the floor. | Note
Ground Floor
1 | 1000 gauge polythene sheet as horizontal damp proof membrane under ground floor slab with fold side lapping | m2 | 52
2 | 230mm wide 20mm thick Damp-proof courses in 1:3 cement sand mortar finished with tropical High performance Felt. Rate shall include for laps at joints and angles. | m | 31
TOTAL FOR WATER PROOFING WORK CARRIED TO SUMMARY
E | ROOF
| Supply, Fabricate, apply two coats of wood preservative and erection of hard wood swan timber roof frame as per the structural details and other specifications given in the detail drawings | Note
1 | 50x150 sawn timber in truss | m | 200
2 | 50x100mm sawn timber in truss | m | 68
3 | 50x150mm swan timber wall plate | m | 19
4 | 50x75mm swan timber purlin | m | 100
5 | Supply, and fix 4mm thick mils steel plates for the timber connections of trusses. Rate shall include for apply 2 coats of anticorrosive paint. | kg | 250
6 | 12mm diameter nut and washers for timber connection of truss. Rate shall include for apply 2 coats of anticorrosive paint. | kg | 100
7 | Supply, and laying of 0.47 ZN/AL colour bond roofing sheets with necessary screws as per manufacturers recommendation. | m2 | 80
8 | Supply, and laying of 0.47 ZN/AL colour bond ridge capping (girth 600mm) with necessary screws. | m2 | 10
9 | Supply, and laying of 0.47 ZN/AL colour bond Hip capping (girth 600mm) with necessary screws. | m2
10 | Supply, and laying of 0.47 ZN/AL colour bond valley gutter (girth 600mm) with necessary screws. | m2
11 | supply and fixing of 25x225mm timer facia board (Valance board & barge board). Rate shall include for apply one coat of wood primer and 2 coats of enamel paint after preparation of the surface. | m | 26
12 | Supply, and laying of 0.47 ZN/AL colour bond Gutters (girth470mm) | m | 20
13 | Supply, and laying of 0.47 ZN/AL colour bond down pipes, 100x100mm | m | 16
TOTAL FOR ROOF WORK CARRIED TO SUMMARY
F | FLOOR, WALL AND CEILING FINISHES
PLASTERING
| Rates for plastering shall includes for forming doors and windows reveals. | Note
| Rates for plastering between different surfaces shall include for spandex metal lathing to avoid any cracks between different surfaces. | Note
| Rate shall include for the "V" grove to separate tile and plaster. | Note
Internal Plaster
Ground Floor
1 | 16 mm thick plaster 1:4 cement and sand mix smooth finished with minimum 1mm thick acrylic wall putty to make plane smooth surface. | m2 | 32
External Plaster
Below DPC level
2 | 20mm thick plinth plaster in 1:3 cement and sand mix finish smooth with colour cement grout on perimeter wall of the pavement. | m2 | 14
Ground Floor
3 | 16 mm thick plaster in 1:4 cement and sand mix finished semi rough to the walls. | m2 | 32
Floor Tiles
| The Bidders are requested to refer General Notes, Pricing Preambles, Drawings, Specifications, Conditions of Contract, Special Conditions of Contract and all other relevant documents prior to pricing of the following items. | Note
| Sample should be summited for approval of the Architect/ Employer's Representative | Note
| Rates shall include for preparation of surfaces for proper bonding. | Note
| Rate shall include for measures to provide suitable bonding between different surfaces such as concrete and brick/block surfaces as per specification. Rates shall also include for all tile specials such as corners, edges etc. | Note
| Rates shall include for cutting tiles and 45 degrees chamfering at corner joints wherever necessary. | Note
Page total carried to the Collection Bellow
| Rate for tiling shall include for providing acceptable adhesive and/or suitable cement in an approved quality which has no effect to the properties of tiles. | Note
Ground Floor
4 | Supply & lay Matt Homogeneous porcelain Floor Tiles 300mm x 300mm in size, Grade "A" and approved colour, laid on 12mm thk 1:2 cement sand bedding using polymer based tile adhesive approved by the Employer's Representative | m2 | 54
5 | Supply & laying of Non-Skid Homogeneous ceramic Floor Tiles for toilet 400mm x 400mm in size, Grade "A" and approved colour, laid on 12mm thk 1:2 cement sand bedding using polymer based tile adhesive approved by the Employer's Representative | m2
6 | Supply & lay Matt Homogeneous porcelain Floor Tiles on 150mm high skirting with 600mm x 600mm in size, Grade "A" and approved colour, laid on 12mm thk 1:2 cement sand bedding using polymer based tile adhesive approved by the Employer's Representative | m | 27
Wall Tiles
| Tiles fixed to walls with polymer based tile adhesive and grooves to be tilled with approved tile grout matching colour, at the vertical outward corner joints tile edges to be cut into 45 degree to finish 90degree corner complete all in accordance with the Employer's Representative instruction and drawings | Note
Ground Floor
7 | Supply and fixing of 200mmX300mm glazed ceramic wall tiles approved made using polymer based tile adhesive approved by the Employer's Representative on Cement Plastered walls in toilets | m2
Ground Floor
8 | 0.47mm thick ZnAl Colourbond sheet cladding with 38x38x4mm angle iron frame work welded to roof truss and the steel column. Rate shall include for necessary bracket bracings cleats and apply one coat of anticorrosive and 2 coats of enamel paint. | m2 | 11
Page total carried to the Collection Bellow
Ceiling Finish
9 | Supply and Fixing 6mm thick cement fiber board external ceiling fixed with 50x50mm sawn soft wood, treated with pressure impregnated preservative frame work (600x1200mm panels) hang to roof structure steadily @ 1200mm interval both ways. Rate shall include to complete with 90x13mm gypsum cornice forming curved junction at wall with approved adhesive and nails, etc. | m2 | 80
Page total carried to the Collection Bellow
COLLECTION
Total of Page 15
Total of Page 16
Total of Page 17
TOTAL FOR FLOOR, WALL AND CEILING FINISHES CARRIED TO SUMMARY
G | PAINTING AND DECORATION
| The Bidders are requested to refer Bill of Quantities, General Notes, Pricing Preambles, Drawings, Conditions of Contract, and all other relevant documents prior to pricing of the following items. | Note
| Internal painting (master pallet) shall be acrylic based emulsion in an approved manufacture (Gold Star, Sandolin or equivalent) paint and colour to suit with the environment, climate and location of this project. | Note
| External painting (master pallet) shall be exterior quality, weather shield, texture base in an approved manufacture (Gold Star, Sandolin or equivalent) paint and colour to suit with the environment, climate and location of this project. | Note
| Rate for painting shall include for painting to door and window reveals. | Note
| Colour of the paint shall be approved by Employer's representative | Note
Internal Painting
| Rate shall include for applying wall putty to smooth the surface | Note
External and Internal Painting
1 | Prepare plaster surfaces of on external & internal ceiling and apply one coat of filler and two coats of weather shield paint as per manufacture's instruction. | m2 | 80
2 | Prepare plasterer surfaces of all faces of walls columns, beams and projections and apply one coat of exterior primer/sealer, two coats of weather shield paint as per manufacturer instruction. | m2 | 64
3 | Prepare surfaces of barge and facia boards and apply one coat of aluminium wood primer and two coats of approved colour enamel paint. | m2
TOTAL FOR AIR CONDITION AND VENTILATION SYSTEM CARRIED TO SUMMARY
COLLECTION OF BILL NO 5.2 - MHD WAITING SHELTER 2
A | EXCAVATION AND EARTH WORK
B | CONCRETE WORK
C | MASONRY WORK
D | WATER PROOFING WORK
E | ROOF WORK
F | FLOOR, WALL AND CEILING FINISHES
G | PAINTING AND DECORATION
TOTAL OF BILL NO 5.2 -MHD WAITING SHELTER 2 CARRIED TO WAITING SHELTER SUMMARY

## Bill 5.3 Dining Shelter 1
BILL NO 5.3 - DINING SHELTER 1
ITEM NO. | DESCRIPTION | UNIT | QTY | RATE (TZS) | AMOUNT (TZS)
A | EXCAVATION AND EARTH WORK
| The Bidders are requested to refer the General Notes, Pricing Preambles, Drawings, Specifications, Conditions of Contract, Special Conditions of Contract and all other relevant documents prior to pricing of the following items. | Note
| Rates shall include for any working space as required by the contractor. | Note
| Rates shall include for Excavating and removing roots surfaces including all metals | Note
| Dewatering and earth work supports shall not be measured separately. (Rate shall include for cost of dewatering and earth work support, if necessary) | Note
| The bidder is requested to check ground water level and soil investigation report, limitation of transport, limitation of site, conditions of the existing road for possibility of transportation of heavy equipment et1B., prior to pricing this section of work. | Note
| The contractor shall arrange and obtain necessary permission from authorities for disposal and dumping of earth. | Note
| Rates shall include for removal and disposal of any obstructions, such as artificial structure and rock boulders et1B., during excavation if encountere1C. | Note
Earthwork Support
| Rate to include the cost of Earth work supporting system to be carried out only on the instruction of the Employer's Representative depending on the nature of the soi1J. | Note
| The contractor shall design and carry out the most suitable earthwork support system capable of achieving the specified technical requirement and in consideration of ground water level, soil condition, other buildings and structures situated close to the site. The Tenderer shall submit his proposal in detail with necessary calculations, method, type of equipment/plant, propose to use and shop drawings etc., along with the bid for the approval of the Employer's Representative | Note
Filling & Compaction
Approved earth shall mean filling materials that comply to the following:
(a) The earth shall be free of vegetation, a roots, boulders, easily decomposable materials, chemicals, industrial waste, plastic etc.
(b) The maximum size of particle shall not exceed 75 m1K.
(c) The earth shall be well graded and the silt and clay (fines) content shall not be more than 25%.
(d) The standard proctor density shall be grater than 1.70 g/cm3.
Site Preparation
1 | Clearing site vegetation including top soil removing for maximum 150mm, compacting and disposal of all surplus excavated material away from the site as directed and site clearing shall be covered the area where 3000mm beyond the building. (contractor shall visit the site & assert the actual work involve) | m2 | 150
Excavation
2 | Excavation of foundation for Column / wall in any material other than rock requiring blasting depth not exceeding 1.5m. Rate shall include for compacting the bottom of excavation, part return fill to excavation and rammed, surplus disposed off site as directed. | m3 | 52
3 | Excavation for foundation in rock requiring blasting. Rate shall include for compacting the bottom of excavation, part return fill to excavation and rammed, surplus disposed off site as directe1C. | m3
Filling
4 | Approved imported hard earth (Gravel) filling including levelling, watering and compacting in 150mm layers between foundation of walls up to DPC level with 98% compaction. (Payment shall be made for compacted volume) | m3 | 32
5 | Approved available hard earth filling (selected excavated soil) including levelling, watering and compacting in 150mm layers around the building with 98% compaction. (Payment shall be made for compacted volume) | m3 | 60
6 | Approved available hard earth filling including levelling, watering and compacting in 150mm layers between foundation of walls up to DPC level with 98% compaction. (Payment shall be made for compacted volume) | m3 | 48
7 | 200mm thick hardcore filling blinded with sand (50mm Thick) to receive damp proof membrane (measured separately) | m2 | 106
| For Anti termite treatment- The chemical shall be of approved by the Employer's Representative. Aldrin 0.50% solution or other equal and approved anti-termite treatment applied at a rate of 7 litres per square metre. | Note
| The chemical to be sprayed on soil surface and injected in to the filling by drilling treated surface to be covered by polythene membrane within 24hrs of treatments | Note
Page total carried to the Collection Bellow
8 | Anti-termite treatment shall be done by a specialized sub-contractor in accordance with the manufacture's specification and to the approval of Consultant by specialize sub-contractor. It is needed to produce warrantee certificate from professional anti termite sub contractor for minimum 10 Years. | m2 | 120
Page total carried to the Collection Bellow
COLLECTION
Total of Page2
Total of Page 3
TOTAL FOR EXCAVATION AND EARTH WORK CARRIED TO SUMMARY
B | CONCRETE WORK
| The bidders are requested to refer General Notes, Pricing Preambles, Drawings, Specifications, Conditions of Contract, Special Conditions of Contract and all other relevant documents prior to pricing of the following items. | Note
| Rate shall include for depositing, handling, hoisting into position, vibrating, curing etc. and making good after removal of formwork etc. | Note
| All Concrete Works shall comply to the specifications, filled into formwork and well packed around reinforcement. | Note
| Rate shall include for supplying and laying of gauge 1000 polythene on ground, where concrete is in direct contact with ground, before pouring concrete unless other wise measured separately. | Note
| Coarse aggregate should be granite material. Metal to be used shall be granite comply to the specification. | Note
| Fine aggregate shall be river sand | Note
| Rate for concreting columns, walls shall include for kickers and cover blocks. | Note
Measurement of Slabs & Walls
| Slab concrete include that part of beam to a depth of largest adjacent slab thickness. | Note
| Concrete work related to Ramps has been measured separately and slopes have not been indicated. Slopes shall be as shown in the drawings. | Note
| Contractor shall ensure that all contacting surfaces including reinforcement dowels left out for bonding purposes is free from any organic or artificial material which can be a hindrance to achieve specified properties in the Drawings and Specifications. | Note
| Rates for lean concrete shall include for preparation of bottom of excavation prior to pouring of lean concrete. | Note
| Contractor shall ensure that the top of the lean concrete layer shall be finished semi rough for waterproofing layer. Rate for lean concrete shall include for waterproofing layer unless measured separately. | Note
| Rates for formwork shall include for control joints, isolation joints wherever specified and required according to the drawings and specifications. | Note
| Rate for concrete shall include for construction joint, isolation joint, expansion joint, with dowel bars, end cap and compressible filler with sealant on top as per drawing. | Note
| Rates for concrete shall include all necessary tests by an Authority acceptable to the Employer's Representative | Note
| Rates for concrete shall include all necessary equipment which are required for concreting. Rate shall include for continuous curing for 7 days. | Note
| Reinforcement & Form work paid for separately unless otherwise specified in the item. | Note
Up to DPC Level
Plain Cement Concrete
1 | 50mm thick plain In-situ Concrete; Nominal Grade 20, mix ratio (1:2:4) or appropriate with 20 mm aggregates wall and column foundations. | m2 | 48
Reinforced Cement Concrete
Nominal Grade 20, mix ratio (1:2:4) or appropriate
2 | Reinforced Cement Concrete (Gr.25) in Column Footing | m3 | 4
3 | Reinforced Cement Concrete (Gr. 25) in Columns | m3 | 1
4 | Reinforced Cement Concrete (Gr. 25) in trench foundation of wall | m3 | 7
5 | Reinforced Cement Concrete (Gr. 25) in Ground beam. | m3 | 4
6 | 100mm thick Floor Concrete in Gr 25 | m2 | 111
Above DPC Level to 1st Floor Level
7 | Reinforced Cement Concrete (Gr. 25) in Column | m3 | 2
8 | Reinforced Cement Concrete (Gr. 25) in beam. | m3 | 4
9 | Lintels size 150x200mm in Gr. 25 cement concrete reinforced with 4Nos of 10 mm dia. tor steel bars and 8 mm mild steel stirrups @ 150mm c/c and rate shall include for reinforcement & formwork. | m
10 | Window sills, size 150x75mm in Gr.25 cement concrete reinforced with 2Nos of 12 mm dia. tor steel bars and 8mm mild steel stirrups @ 150mm c/c and rate shall include for reinforcemts & formwork. | m
Page total carried to the Collection Bellow
FORM WORK
| Formwork for concrete under ground level shall be of timber for all exposed concrete, use 15mm thick plywood sheets for slab bottoms, columns | Note
| Formwork centering and moulds for concrete construction shall be of approved system to suit with the nature of this project and shall be erected true in line, levels and vertically for walls and columns and to the shapes and sizes required by the work, and shall be of suitable design and substantial and rigid construction so as to prevent deformation due to the placing and compacting of concrete and any incidental loading. All formwork and centering shall be so constructed that no grout shall leak out during concreting. | Note
| Formwork and centering shall be provided with adequate struts, braces, walling, ties and clamps so as to maintain the dimensions lines and levels shown on the drawings during the entire operation of placing and compacting the concrete and to prevent any sagging exceeding 3mm under the weight of wet concrete with any other super imposed loads which they would be subjected to during construction. | Note
| Formwork to column heads has been measured with slab and not enumerated separately. | Note
| The contractor shall provide sufficient formwork and moulds to ensure adequate progress of work and the Employer's Representative may direct the contractor to provide at contractor's expense such additional formwork and moulds as they may deem necessary if in his opinion the proper progress of the work is retarded by their absence. | Note
| Rates shall include for forming projections and chamfers. | Note
| Formwork has been measured as the net contact surface measurement between concrete and formwork. | Note
| Type of formwork shall be ply wood or steel with steel supporting system on concrete surfaces on removal of shuttering unless otherwise specified elsewhere. Rates for formwork shall include for all necessary measures to provide fine finish to the satisfaction of the Employer's Representative | Note
| The bidder shall submit the method of statement detail of his proposal for formwork system prior to the work. | Note
Using 15 mm thick plywood and Class II timber joists and props including dismantling.
Up to DPC Level
11 | For sides of Column footing, and wall foundation beams | m2 | 34
Page total carried to the Collection Bellow
12 | For sides of ground beam | m2 | 35
Form work with plywood sheet and Class II timber members including dismantling.
Above DPC Level to 1st Floor Level
13 | To side and soffits of beam | m2 | 45
14 | To sides of column | m2 | 34
REINFORCEMENTS
| The size of reinforcement bars comply BS 4449 described in the drawing or elsewhere shall be the minimum size and the rolling margin and any other tolerance shall be wholly above this size. Hooks and laps have been measured and included with the quantities for reinforcements. | Note
| All reinforcement shall be free from mill scale, dirt, oil, paint, grease or loose rust before fixing in position and shall be brushed with a stiff wire brush if so directed by the Employer's Representative | Note
| Reinforcement shall be bent cold by applying a slow even pressure on an approved type of bending apparatus. | Note
| Re-bending of incorrectly bends bars shall not be attempted. | Note
| Rates shall include for cutting, bending, fabricating, placing in position, holding and supporting including temporary fixing supports, hangers, binding wire spacers, stools and waste (Designed laps are included in quantities). | Note
| Rates shall include for working in difficult conditions. | Note
| The bidder is advised to refer the diameters of reinforcement steel to be used for this project and to be aware of the availability of relevant diameters and to price the item in the trade accordingly. | Note
High yield Steel and Mild Steel bar comply BS 4449 reinforcement in the following;
Tor steel reinforcement (to BS 4449 and characteristic strength fy = 460N/mm2)
Mild steel reinforcement (to BS 4449 and characteristic strength fy = 250N/mm2)
Page total carried to the Collection Bellow
Up to DPC Level
Tor steel reinforcements as follows
15 | Tor Steel -10mm Diameter | kg | 80
16 | Tor Steel -12mm Diameter | kg | 120
17 | Tor Steel - 16mm Diameter | kg | 475
Mild Steel reinforcement as follows
18 | Mild Steel - 8mm Diameter | kg | 160
BRC mesh fabric reinforcement ref A142 (weighing 2.2kg/m2) beneath floor bed with 6mm main and cross wires @200mm c/c and 200mm laps
19 | In ground floor slab | m2 | 111
DPC to Roof Level
Tor steel reinforcements as follows
20 | Tor Steel - 16mm Diameter | kg | 250
Mild Steel reinforcement as follows
21 | Mild Steel - 8mm Diameter | kg | 225
22 | 100mm diameter 4mm thick CHS steel column anchored into column up to the depth 300mm. Rate shall include for apply one coat of anticorrosive paint and 2 coats of enamel paint. | m
Page total carried to the Collection Bellow
COLLECTION
Total of Page 5
Total of Page 6
Total of Page 7
Total of Page 8
TOTAL FOR CONCRETE WORK CARRIED TO SUMMARY
C | MASONRY WORK
| The bidders are requested to refer General Notes, Pricing Preambles, Drawings, Specifications, Conditions of Contract, Special Conditions of Contract and all other relevant documents prior to pricing of the following items. | Note
| Rates shall include for preparation of surfaces of floor slab, columns (steel or RCC) and wall surfaces for proper bonding. | Note
| Rate to include cost for all concrete stiffener columns & stiffener beams as per specification. | Note
Block Work
Walling; Concrete blocks, BS 2028 type A, solid, dense aggregate, average compressive strength 4N/sq. mm
In Foundations
1 | 230mm thick cement sand solid block masonry cast in 1:6 cement sand mix and built with 1:4 cement sand mortar. Rate shall include for continuous curing for 7 days | m2 | 50
Ground Floor To 1st Floor Level
2 | 230mm thick cement sand solid block masonry cast in 1:6 cement sand mix and built with 1:5 cement sand mortar. Rate shall include for continuous curing for 7 days | m2 | 55
3 | 150mm thick cement sand solid block masonry cast in 1:6 cement sand mix and built with 1:5 cement sand mortar. Rate shall include for continuous curing for 7 days | m2
TOTAL FOR MASONRY WORK CARRIED TO SUMMARY
D | WATER PROOFING WORK
| The bidders are requested to refer General Notes, Pricing Preambles, Drawings, Specifications, Conditions of Contract, Special Conditions of Contract and all other relevant documents prior to pricing of the following items. | Note
| Waterproofing work to be carried out by a specialist waterproofing sub contractor. The contractor shall submit a 10 year guarantee for material and workmanship in the name of the Owner for waterproofing system in an internationally accepted format. | Note
| Contractor is supposed to furnish all technical details, samples and any other related literature available along with the quotations, to the Employer's Representative for his approva1J. | Note
| The bidder shall submit the most suitable water proofing system as specified to suit for different surfaces at location technically acceptable to the Employer's Representative | Note
| Rate shall include for complete work of water proofing including cleaning surfaces, making angle fillets at corners, necessary protective screeds, checking the area by ponding and total work required with the waterproofing system and as per the Employer's Representatives approval. | Note
| Applying of water proofing to walls up to a minimum height of 300mm from the floor. | Note
Ground Floor
1 | 1000 gauge polythene sheet as horizontal damp proof membrane under ground floor slab with fold side lapping | m2 | 100
2 | 230mm wide 20mm thick Damp-proof courses in 1:3 cement sand mortar finished with tropical High performance Felt. Rate shall include for laps at joints and angles. | m | 44
TOTAL FOR WATER PROOFING WORK CARRIED TO SUMMARY
E | ROOF
| Supply, Fabricate and erect the steel pipe frame roof structure as per the structural details and other specifications given in the detail drawings. Rate shall include for apply 2 costs of anticorrosive paint and two coats of enamel paint on all steel work after cleaning of the surface. All necessary steel plates, angle irons, bolts and unt paid separately. | Note
In Main Roof
1 | 50mm diameter, 3mm thick pipes | m | 120
2 | 38mm diameter, 3mm thick pipes | m | 90
In Eave Truss
3 | 50x50x 4mm angle iron | m
4 | 38x38x4mm angle iron | m
5 | Supply and fix 150x100x20mm Z purlins | m | 202
6 | Supply, and fix Mild steel cleats, brackets, tie rods, sag rods, channels etc. welded for at the connections. Rate shall include for apply 2 coats of anticorrosive paint and 2 costs of enamel paint. | kg | 400
7 | Supply, and laying of 0.47 ZN/AL colour bond roofing sheets with necessary screws as per manufacturers recommendation. | m2 | 143
8 | Supply, and laying of 0.47 ZN/AL colour bond ridge capping (girth 600mm) with necessary screws. | m | 5
9 | Supply, and laying of 0.47 ZN/AL colour bond Hip capping (girth 600mm) with necessary screws. | m2 | 30
10 | Supply, and laying of 0.47 ZN/AL colour bond valley gutter (girth 600mm) with necessary screws. | m2
11 | supply and fixing of 25x225mm timer facia board (Valance board & barge board). Rate shall include for apply one coat of wood primer and 2 coats of enamel paint after preparation of the surface. | m | 48
12 | Supply, and laying of 0.47 ZN/AL colour bond Gutters (girth470mm) | m | 32
13 | Supply, and laying of 0.47 ZN/AL colour bond down pipes, 100x100mm | m | 15
TOTAL FOR ROOF WORK CARRIED TO SUMMARY
F | FLOOR, WALL AND CEILING FINISHES
PLASTERING
| Rates for plastering shall includes for forming doors and windows reveals. | Note
| Rates for plastering between different surfaces shall include for spandex metal lathing to avoid any cracks between different surfaces. | Note
| Rate shall include for the "V" grove to separate tile and plaster. | Note
Internal Plaster
Ground Floor
1 | 16 mm thick plaster 1:4 cement and sand mix smooth finished with minimum 1mm thick acrylic wall putty to make plane smooth surface. | m2 | 70
External Plaster
Below DPC level
2 | 20mm thick plinth plaster in 1:3 cement and sand mix finish smooth with colour cement grout on perimeter wall of the pavement. | m2 | 21
Ground Floor
3 | 16 mm thick plaster in 1:4 cement and sand mix finished semi rough to the walls. | m2 | 56
Floor Tiles
| The Bidders are requested to refer General Notes, Pricing Preambles, Drawings, Specifications, Conditions of Contract, Special Conditions of Contract and all other relevant documents prior to pricing of the following items. | Note
| Sample should be summited for approval of the Architect/ Employer's Representative | Note
| Rates shall include for preparation of surfaces for proper bonding. | Note
| Rate shall include for measures to provide suitable bonding between different surfaces such as concrete and brick/block surfaces as per specification. Rates shall also include for all tile specials such as corners, edges etc. | Note
| Rates shall include for cutting tiles and 45 degrees chamfering at corner joints wherever necessary. | Note
Page total carried to the Collection Bellow
| Rate for tiling shall include for providing acceptable adhesive and/or suitable cement in an approved quality which has no effect to the properties of tiles. | Note
Ground Floor
4 | Supply & lay Matt Homogeneous porcelain Floor Tiles 300mm x 300mm in size, Grade "A" and approved colour, laid on 12mm thk 1:2 cement sand bedding using polymer based tile adhesive approved by the Employer's Representative | m2 | 104
5 | Supply & laying of Non-Skid Homogeneous ceramic Floor Tiles for toilet 400mm x 400mm in size, Grade "A" and approved colour, laid on 12mm thk 1:2 cement sand bedding using polymer based tile adhesive approved by the Employer's Representative | m2
6 | Supply & lay Matt Homogeneous porcelain Floor Tiles on 150mm high skirting with 600mm x 600mm in size, Grade "A" and approved colour, laid on 12mm thk 1:2 cement sand bedding using polymer based tile adhesive approved by the Employer's Representative | m | 42
Wall Tiles
| Tiles fixed to walls with polymer based tile adhesive and grooves to be tilled with approved tile grout matching colour, at the vertical outward corner joints tile edges to be cut into 45 degree to finish 90degree corner complete all in accordance with the Employer's Representative instruction and drawings | Note
Ground Floor
7 | Supply and fixing of 200mmX300mm glazed ceramic wall tiles approved made using polymer based tile adhesive approved by the Employer's Representative on Cement Plastered walls in toilets | m2
Ground Floor
8 | 0.47mm thick ZnAl Colourbond sheet cladding with 38x38x4mm angle iron frame work welded to roof truss and the steel column. Rate shall include for necessary bracket bracings cleats and apply one coat of anticorrosive and 2 coats of enamel paint. | m2
Page total carried to the Collection Bellow
Ceiling Finish
9 | Supply and Fixing 6mm thick cement fiber board external ceiling fixed with 50x50mm sawn soft wood, treated with pressure impregnated preservative frame work (600x1200mm panels) hang to roof structure steadily @ 1200mm interval both ways. Rate shall include to complete with 90x13mm gypsum cornice forming curved junction at wall with approved adhesive and nails, etc. | m2 | 126
Page total carried to the Collection Bellow
COLLECTION
Total of Page 15
Total of Page 16
Total of Page 17
TOTAL FOR FLOOR, WALL AND CEILING FINISHES CARRIED TO SUMMARY
G | PAINTING AND DECORATION
| The Bidders are requested to refer Bill of Quantities, General Notes, Pricing Preambles, Drawings, Conditions of Contract, and all other relevant documents prior to pricing of the following items. | Note
| Internal painting (master pallet) shall be acrylic based emulsion in an approved manufacture (Gold Star, Sandolin or equivalent) paint and colour to suit with the environment, climate and location of this project. | Note
| External painting (master pallet) shall be exterior quality, weather shield, texture base in an approved manufacture (Gold Star, Sandolin or equivalent) paint and colour to suit with the environment, climate and location of this project. | Note
| Rate for painting shall include for painting to door and window reveals. | Note
| Colour of the paint shall be approved by Employer's representative | Note
Internal Painting
| Rate shall include for applying wall putty to smooth the surface | Note
External and Internal Painting
1 | Prepare plaster surfaces of on external & internal ceiling and apply one coat of filler and two coats of weather shield paint as per manufacture's instruction. | m2 | 126
2 | Prepare plasterer surfaces of all faces of walls columns, beams and projections and apply one coat of exterior primer/sealer, two coats of weather shield paint as per manufacturer instruction. | m2 | 126
3 | Prepare surfaces of barge and facia boards and apply one coat of aluminium wood primer and two coats of approved colour enamel paint. | m2
TOTAL OF PAINTING AND DECORATION CARRIED TO SUMMARY
H | PLUMBNG/SANITARY INSTALLATIONS
| The Bidder is requested to refer the Preamble Notes, General Notes, drawings, Specifications, Conditions of Contract, special conditions of contract and other relevant document prior to pricing of the following items. | Note
This trade include the following works:
| a.) Sanitary fittings, toilet accessories | Note
b.) Water supply
c.) External sewerage and waste water disposal (up to the nearest sewer manhole).
d). Internal drainage (up to the nearest first manhole).
| Rate shall include for insurance during handling, rehandling, transport, storage, delivery to the point of installation and until handing over. | Note
| All taps and valves shall be "PEX", or equivalent to the approval of the Employer's Representative. | Note
Supply and Install Sanitary fittings
| All water Sanitary fittings to be in original make in an approved colours otherwise specified. | Note
| All pipes to be fixed to the soffit to be with necessary fixing accessories and pipe supports etc., to the approval of the Employer's Representative. | Note
| Rates for Flexible hose measured with fittings shall include with the rate of each item | Note
| Rate are to include for screws nails pipe hooks saddles branches sockets connection short lengths back nuts, nipples & the like & holes chasing etc. & making good in all trades & all necessary excavation & back filling. | Note
| Good quality PPR pipes shall be used for hot and cold water supply, comply with IS 15801, BS4991, BS6920. | Note
All waste water and sewer pipes shall be UPVC. Pipes & fittings shall comply with the latest BS 4514: 1984, BS 3505 & BS 4316 -1.
| Any specials water supply & drainage fittings such as bends, tees, reducers etc unless otherwise stated separately in the BOQ shall be deemed to have been included in relevant items & should accordingly be rated to include for such special fittings & for any extra works involved in the satisfactory completion of such items. | Note
Supplying & fixing American Standard or Equivalent Vitreous China floor standing wash basin (white colour) having nominal size of (575x450mm ) with universal height pedestal of floor to Rim height 825mm, over flow hole and single tap hole in centre, Rate shall include for pedestal, stainless steel flexible hose Stainless steel mixer pillar tap, 1/2" dia Chromium plated brass angle valve and wash basin fixing kit.
1 | In Ground Floor | nr | 2
Mirror over basin 600mmx 600mm as specified comprising with silvered float glass mirror with slight rounded edges free from effect of wavy image French polished vitreous China clips and plugs fixed to wall sizes as per detail drawing.
2 | In Ground Floor | nr
Soap dispenser fixed to wall with fiber plugs and brass screws.
Cold Water Distribution System
| Rates for all pipes shall include for pipes supports, saddles, clips, screws, nails, hardware fixing, jointing, materials cutting holes, chasing in brick work, concrete etc., and making good the same in all trades and under ground piping all necessary excavation, backfilling, planking and strutting, concrete bedding and hunching, dewatering and disposal of surplus material as directed. The proposal for pipe fixing method to be submitted for prior approval of the Employer's Representative | Note
| Rates for pipes shall include for burying in ground or walls or clipping to wall and all pipe supports fixed to under side of the soffits as required and for pipe fittings such as bends, tees, "Y" junctions, reducers, inspection openings, stop ends, etc., as required. | Note
| Rate for pipes shall include for all pipe fittings and pipe hanging system. | Note
| All pipe and fittings as per Specification and standard. | Note
Page total carried to the Collection Bellow
| Rate shall include for connecting the pipes to the existing pipes vertical stacks with all necessary specials | Note
| Rate shall include for carryout pressure test according to BS - EN-806 after completing the plumbing work | Note
Supply and lay/Fix 25 mm dia PPR Pipe with specials.
3 | In Ground Floor | m | 20
Supply and fix 25 mm dia Brass Gate valve
4 | In Ground Floor | nr | 1
Waste Water Disposal System
| UPVC pipes and fittings to conform BS 4660, BS 5481, BS 4576, BS 3943, BS 4514 and BS 5255 wherever applicable to satisfy the specification and as per drawings. | Note
| Rates for all pipes to be fixed to the soffit with suitable pipe supports and with necessary fixing accessories etc., to the approval of the Employer's Representative | Note
| Rates for all piping shall include for pipe supports, saddles, clips, screws, nails, hardware fixing and jointing materials cutting holes, chasing in brick work, concrete etc., and making good the same in all treads. Rates for under-ground piping shall include for all necessary excavation and backfilling, planking and strutting, concrete bedding and disposal of surplus materials as directed. | Note
| Rates for pipes shall include for pipe supports fixed to soffits, walls or clipping to walls as required and for pipe fittings such as bends, tees, Y junctions, reducers, inspection, opening, stops ends, etc., as required. | Note
| All waste in vertical stacks shall be in suitable type to bear the pressure | Note
| Rates for all underground pipes shall include for all excavation, laid to gradient filling with selected materials and encasing the pipes with concrete as required. | Note
Waste water pipes
50mm dia waste pipe type 600 uPVC pipe
5 | In Ground Floor | m | 18
150x150mm PVC gully with stainless steel grating
6 | In Ground Floor | nr | 2
Page total carried to the Collection Bellow
COLLECTION
Total of Page 17
Total of Page 18
TOTAL FOR PLUMBNG / SANITARY INSTALLATIONS CARRIED TO SUMMARY
COLLECTION OF BILL NO 5.3 - DINING SHELTER 1
A | EXCAVATION AND EARTH WORK
B | CONCRETE WORK
C | MASONRY WORK
D | ROOF WORK
E | WATER PROOFING WORK
F | FLOOR, WALL AND CEILING FINISHES
G | PAINTING AND DECORATION
H | PLUMBNG/SANITARY INSTALLATIONS
TOTAL OF BILL NO. 5.3 -DINING SHELTER 1 CARRIED TO WAITING SHELTER SUMMARY

## Bill 6 Luandry
BILL NO 6 - LOUNDRY
ITEM NO. | DESCRIPTION | UNIT | QTY | RATE (TZS) | AMOUNT (TZS)
A | EXCAVATION AND EARTH WORK
| The Bidders are requested to refer the General Notes, Pricing Preambles, Drawings, Specifications, Conditions of Contract, Special Conditions of Contract and all other relevant documents prior to pricing of the following items. | Note
| Rates shall include for any working space as required by the contractor. | Note
| Rates shall include for Excavating and removing roots surfaces including all metals | Note
| Dewatering and earth work supports shall not be measured separately. (Rate shall include for cost of dewatering and earth work support, if necessary) | Note
| The bidder is requested to check ground water level and soil investigation report, limitation of transport, limitation of site, conditions of the existing road for possibility of transportation of heavy equipment et1B., prior to pricing this section of work. | Note
| The contractor shall arrange and obtain necessary permission from authorities for disposal and dumping of earth. | Note
| Rates shall include for removal and disposal of any obstructions, such as artificial structure and rock boulders et1B., during excavation if encountere1C. | Note
Earthwork Support
| Rate to include the cost of Earth work supporting system to be carried out only on the instruction of the Employer's Representative depending on the nature of the soi1J. | Note
| The contractor shall design and carry out the most suitable earthwork support system capable of achieving the specified technical requirement and in consideration of ground water level, soil condition, other buildings and structures situated close to the site. The Tenderer shall submit his proposal in detail with necessary calculations, method, type of equipment/plant, propose to use and shop drawings etc., along with the bid for the approval of the Employer's Representative | Note
Filling & Compaction
Approved earth shall mean filling materials that comply to the following:
(a) The earth shall be free of vegetation, a roots, boulders, easily decomposable materials, chemicals, industrial waste, plastic etc.
(b) The maximum size of particle shall not exceed 75 m1K.
(c) The earth shall be well graded and the silt and clay (fines) content shall not be more than 25%.
(d) The standard proctor density shall be grater than 1.70 g/cm3.
Site Preparation
1 | Clearing site vegetation including top soil removing for maximum 150mm, compacting and disposal of all surplus excavated material away from the site as directed and site clearing shall be covered the area where 3000mm beyond the building. (contractor shall visit the site & assert the actual work involve) | m2 | 130
Excavation
2 | Excavation of foundation for Column / wall in any material other than rock requiring blasting depth not exceeding 1.5m. Rate shall include for compacting the bottom of excavation, part return fill to excavation and rammed, surplus disposed off site as directed. | m3 | 44
3 | Excavation for foundation in rock requiring blasting. Rate shall include for compacting the bottom of excavation, part return fill to excavation and rammed, surplus disposed off site as directe1C. | m3
Filling
4 | Approved imported hard earth (Gravel) filling including levelling, watering and compacting in 150mm layers between foundation of walls up to DPC level with 98% compaction. (Payment shall be made for compacted volume) | m3 | 29
5 | Approved available hard earth filling (selected excavated soil) including levelling, watering and compacting in 150mm layers around the building with 98% compaction. (Payment shall be made for compacted volume) | m3 | 35
6 | Approved available hard earth filling including levelling, watering and compacting in 150mm layers between foundation of walls up to DPC level with 98% compaction. (Payment shall be made for compacted volume) | m3 | 29
7 | 200mm thick hardcore filling blinded with sand (50mm Thick) to receive damp proof membrane (measured separately) | m2 | 29
| For Anti termite treatment- The chemical shall be of approved by the Employer's Representative. Aldrin 0.50% solution or other equal and approved anti-termite treatment applied at a rate of 7 litres per square metre. | Note
| The chemical to be sprayed on soil surface and injected in to the filling by drilling treated surface to be covered by polythene membrane within 24hrs of treatments | Note
Page total carried to the Collection Bellow
8 | Anti-termite treatment shall be done by a specialized sub-contractor in accordance with the manufacture's specification and to the approval of Consultant by specialize sub-contractor. It is needed to produce warrantee certificate from professional anti termite sub contractor for minimum 10 Years. | m2 | 40
Page total carried to the Collection Bellow
COLLECTION
Total of Page2
Total of Page 3
TOTAL FOR EXCAVATION AND EARTH WORK CARRIED TO SUMMARY
B | CONCRETE WORK
| The bidders are requested to refer General Notes, Pricing Preambles, Drawings, Specifications, Conditions of Contract, Special Conditions of Contract and all other relevant documents prior to pricing of the following items. | Note
| Rate shall include for depositing, handling, hoisting into position, vibrating, curing etc. and making good after removal of formwork etc. | Note
| All Concrete Works shall comply to the specifications, filled into formwork and well packed around reinforcement. | Note
| Rate shall include for supplying and laying of gauge 1000 polythene on ground, where concrete is in direct contact with ground, before pouring concrete unless other wise measured separately. | Note
| Coarse aggregate should be granite material. Metal to be used shall be granite comply to the specification. | Note
| Fine aggregate shall be river sand | Note
| Rate for concreting columns, walls shall include for kickers and cover blocks. | Note
Measurement of Slabs & Walls
| Slab concrete include that part of beam to a depth of largest adjacent slab thickness. | Note
| Concrete work related to Ramps has been measured separately and slopes have not been indicated. Slopes shall be as shown in the drawings. | Note
| Contractor shall ensure that all contacting surfaces including reinforcement dowels left out for bonding purposes is free from any organic or artificial material which can be a hindrance to achieve specified properties in the Drawings and Specifications. | Note
| Rates for lean concrete shall include for preparation of bottom of excavation prior to pouring of lean concrete. | Note
| Contractor shall ensure that the top of the lean concrete layer shall be finished semi rough for waterproofing layer. Rate for lean concrete shall include for waterproofing layer unless measured separately. | Note
| Rates for formwork shall include for control joints, isolation joints wherever specified and required according to the drawings and specifications. | Note
| Rate for concrete shall include for construction joint, isolation joint, expansion joint, with dowel bars, end cap and compressible filler with sealant on top as per drawing. | Note
| Rates for concrete shall include all necessary tests by an Authority acceptable to the Employer's Representative | Note
| Rates for concrete shall include all necessary equipment which are required for concreting. Rate shall include for continuous curing for 7 days. | Note
| Reinforcement & Form work paid for separately unless otherwise specified in the item. | Note
Up to DPC Level
Plain Cement Concrete
1 | Plain concrete in steps, nominal Grade 15, mix ratio 1:2:4 (25mm) or appropriate. | m3 | 1.9
2 | 50mm thick plain In-situ Concrete; Nominal Grade 20, mix ratio (1:2:4) or appropriate with 20 mm aggregates wall and column foundations. | m2 | 59
Reinforced Cement Concrete
Nominal Grade 20, mix ratio (1:2:4) or appropriate
3 | Reinforced Cement Concrete (Gr.25) in Column Footing | m3 | 5.2
4 | Reinforced Cement Concrete (Gr. 25) in Columns | m3 | 1.6
5 | Reinforced Cement Concrete (Gr. 25) in trench foundation of wall | m3 | 9.6
6 | Reinforced Cement Concrete (Gr. 25) in Ground beam. | m3 | 6.2
7 | 100mm thick Floor Concrete in Gr 25 | m2 | 64
Above DPC Level to 1st Floor Level
8 | Reinforced Cement Concrete (Gr. 25) in stiffener Column | m3 | 3
9 | Reinforced Cement Concrete (Gr. 25) in beam. | m3 | 4.1
10 | 150mm thick Floor Concrete in Gr 25 | m2 | 95
11 | Lintels size 150x200mm in Gr. 25 cement concrete reinforced with 4Nos of 10 mm dia. tor steel bars and 8 mm mild steel stirrups @ 150mm c/c and rate shall include for reinforcement & formwork. | m
12 | Window sills, size 180x75mm in Gr.25 cement concrete reinforced with 2Nos of 12 mm dia. tor steel bars and 8mm mild steel stirrups @ 150mm c/c and rate shall include for reinforcemts & formwork. | m | 4.8
Page total carried to the Collection Bellow
FORM WORK
| Formwork for concrete under ground level shall be of timber for all exposed concrete, use 15mm thick plywood sheets for slab bottoms, columns | Note
| Formwork centering and moulds for concrete construction shall be of approved system to suit with the nature of this project and shall be erected true in line, levels and vertically for walls and columns and to the shapes and sizes required by the work, and shall be of suitable design and substantial and rigid construction so as to prevent deformation due to the placing and compacting of concrete and any incidental loading. All formwork and centering shall be so constructed that no grout shall leak out during concreting. | Note
| Formwork and centering shall be provided with adequate struts, braces, walling, ties and clamps so as to maintain the dimensions lines and levels shown on the drawings during the entire operation of placing and compacting the concrete and to prevent any sagging exceeding 3mm under the weight of wet concrete with any other super imposed loads which they would be subjected to during construction. | Note
| Formwork to column heads has been measured with slab and not enumerated separately. | Note
| The contractor shall provide sufficient formwork and moulds to ensure adequate progress of work and the Employer's Representative may direct the contractor to provide at contractor's expense such additional formwork and moulds as they may deem necessary if in his opinion the proper progress of the work is retarded by their absence. | Note
| Rates shall include for forming projections and chamfers. | Note
| Formwork has been measured as the net contact surface measurement between concrete and formwork. | Note
| Type of formwork shall be ply wood or steel with steel supporting system on concrete surfaces on removal of shuttering unless otherwise specified elsewhere. Rates for formwork shall include for all necessary measures to provide fine finish to the satisfaction of the Employer's Representative | Note
| The bidder shall submit the method of statement detail of his proposal for formwork system prior to the work. | Note
Using 15 mm thick plywood and Class II timber joists and props including dismantling.
Up to DPC Level
13 | For sides of Column footing, and wall foundation beams | m2 | 45
Page total carried to the Collection Bellow
14 | For sides of columns | m2 | 22
15 | For sides of ground beam | m2 | 54
Form work with plywood sheet and Class II timber members including dismantling.
Above DPC Level to 1st Floor Level
16 | To side and soffits of beam | m2 | 50
17 | To sides of column | m2 | 39
18 | To sides and soffit of slab | m2 | 88
REINFORCEMENTS
| The size of reinforcement bars comply BS 4449 described in the drawing or elsewhere shall be the minimum size and the rolling margin and any other tolerance shall be wholly above this size. Hooks and laps have been measured and included with the quantities for reinforcements. | Note
| All reinforcement shall be free from mill scale, dirt, oil, paint, grease or loose rust before fixing in position and shall be brushed with a stiff wire brush if so directed by the Employer's Representative | Note
| Reinforcement shall be bent cold by applying a slow even pressure on an approved type of bending apparatus. | Note
| Re-bending of incorrectly bends bars shall not be attempted. | Note
| Rates shall include for cutting, bending, fabricating, placing in position, holding and supporting including temporary fixing supports, hangers, binding wire spacers, stools and waste (Designed laps are included in quantities). | Note
| Rates shall include for working in difficult conditions. | Note
| The bidder is advised to refer the diameters of reinforcement steel to be used for this project and to be aware of the availability of relevant diameters and to price the item in the trade accordingly. | Note
High yield Steel and Mild Steel bar comply BS 4449 reinforcement in the following;
Tor steel reinforcement (to BS 4449 and characteristic strength fy = 460N/mm2)
Mild steel reinforcement (to BS 4449 and characteristic strength fy = 250N/mm2)
Page total carried to the Collection Bellow
Up to DPC Level
Tor steel reinforcements as follows
19 | Tor Steel -10mm Diameter | kg | 90
10 | Tor Steel -12mm Diameter | kg | 170
21 | Tor Steel - 16mm Diameter | kg | 760
Mild Steel reinforcement as follows
22 | Mild Steel - 8mm Diameter | kg | 215
BRC mesh fabric reinforcement ref A142 (weighing 2.2kg/m2) beneath floor bed with 6mm main and cross wires @200mm c/c and 200mm laps
23 | In ground floor slab | m2 | 64
DPC to Roof Level
Tor steel reinforcements as follows
24 | Tor Steel -12mm Diameter | kg | 1715
25 | Tor Steel - 16mm Diameter | kg | 1110
Mild Steel reinforcement as follows
26 | Mild Steel - 8mm Diameter | kg | 321
Page total carried to the Collection Bellow
COLLECTION
Total of Page 5
Total of Page 6
Total of Page 7
Total of Page 8
TOTAL FOR CONCRETE WORK CARRIED TO SUMMARY
C | MASONRY WORK
| The bidders are requested to refer General Notes, Pricing Preambles, Drawings, Specifications, Conditions of Contract, Special Conditions of Contract and all other relevant documents prior to pricing of the following items. | Note
| Rates shall include for preparation of surfaces of floor slab, columns (steel or RCC) and wall surfaces for proper bonding. | Note
| Rate to include cost for all concrete stiffener columns & stiffener beams as per specification. | Note
Block Work
Walling; Concrete blocks, BS 2028 type A, solid, dense aggregate, average compressive strength 4N/sq. mm
In Foundations
1 | 230mm thick cement sand solid block masonry cast in 1:6 cement sand mix and built with 1:4 cement sand mortar. Rate shall include for continuous curing for 7 days | m2 | 60
Ground Floor To 1st Floor Level
Brick work
Approved quality common clay burnt bricks bedded and jointed in cement mortar (1:5)
2 | 180mm thick cement sand brick masonry cast in 1:6 cement sand mix and built with 1:5 cement sand mortar. Rate shall include for continuous curing for 7 days | m2 | 75
Above 1st Floor Level
3 | 180mm thick cement sand brick masonry cast in 1:6 cement sand mix and built with 1:5 cement sand mortar on parapet wall. Rate shall include for continuous curing for 7 days | m2 | 75
TOTAL FOR MASONRY WORK CARRIED TO SUMMARY
D | WATER PROOFING WORK
| The bidders are requested to refer General Notes, Pricing Preambles, Drawings, Specifications, Conditions of Contract, Special Conditions of Contract and all other relevant documents prior to pricing of the following items. | Note
| Waterproofing work to be carried out by a specialist waterproofing sub contractor. The contractor shall submit a 10 year guarantee for material and workmanship in the name of the Owner for waterproofing system in an internationally accepted format. | Note
| Contractor is supposed to furnish all technical details, samples and any other related literature available along with the quotations, to the Employer's Representative for his approva1J. | Note
| The bidder shall submit the most suitable water proofing system as specified to suit for different surfaces at location technically acceptable to the Employer's Representative | Note
| Rate shall include for complete work of water proofing including cleaning surfaces, making angle fillets at corners, necessary protective screeds, checking the area by ponding and total work required with the waterproofing system and as per the Employer's Representatives approval. | Note
| Applying of water proofing to walls up to a minimum height of 300mm from the floor. | Note
Ground Floor
1 | 1000 gauge polythene sheet as horizontal damp proof membrane under ground floor slab with fold side lapping | m2 | 64
2 | 230mm wide 20mm thick Damp-proof courses in 1:3 cement sand mortar finished with tropical High performance Felt. Rate shall include for laps at joints and angles. | m | 35
TOTAL FOR WATER PROOFING WORK CARRIED TO SUMMARY
E | DOORS AND WINDOWS
ALUMINIUM WINDOWS
| Fabrication and fixing of all aluminium components shall be carried out by experienced tradesman. The Contractor shall submit particulars of aluminium fabricator to the Employer's Representative for approval. | Note
| The Contractor will be required to provide a guarantee on material and workmanship for a period of 08 years from the date of handing over of works in the form required by the Employer as binding the aluminium manufacturer and the Contractor jointly and separately. | Note
| Shop drawings for fabrication of doors, windows, fan lights and all aluminium fabrication should be submitted to Architect / Employer's Representative for approval before the fabrication. | Note
| Rates shall include for | Note
1. Glass and Glazing.
2. All necessary aluminium Furniture.
3. Preparing and submitting shop drawings.
4. Furnishing guarantee as requested by the Employer's Representative.
5. Sampling and submission of test reports to Employer's Representative.
6. Supplying and pasting sand blast sticker.
7. 4mm thick Aluminium composite cladding sheet for panelling.
| 60 - 80 microns powder coated Aluminium extrusions to be used in windows and fanlights. | Note
| 6mm thick clear glass to be used for door and window glass panels and 5mm thick 'Pinheaded' or 'Frosted glass' to be used for Fanlights. | Note
| All the aluminium extrusions, furniture, door closer and all the accessories should be approved by the Employer's Representative. | Note
| All doors, windows and fanlight shall be fixed complete as per detail drawings. | Note
Ground Floor Level
1 | Supply, fabricate and fixing of fully glazed powder coated aluminium sliding window type W01 overall size 2000mmx1700mm, alternative sashes to be fixed and other alternatives to be sliding, comprising 70mm (1.6mm thick) aluminium frame with glazed panels. Complete with approved quality aluminium casement fasteners, rollers, gaskets, guides necessary accessories & another necessary to complete the work. | nr | 2
Page total carried to the Collection Bellow
DOORS
45mm thick hard wood, Mninga or equivalent timber single sash Panelled doors with 145x45mm hard wood timber frame, 145x45mm transom for 5mm thick fixed glazed panel on top as per the design. Rate shall include for 15mm thick architraves and finished with one coat of wood primer and 2 coats of approved colour matt enamel paint.
2 | Door Type D01, double sash door, overall size 2500 x 2500mm. | nr | 2
Iron Monger
In Ground Floor
3 | Supply and fix mortice type double lever door lock -UNION or equivalent |  | 2
4 | Supply and fix 150x100mm heavy duty brass but hinges with necessary brass screws- Oxford or equivalent |  | 16
5 | 150mm ling heavy duty brass barrel bolt with necessary brass screws- Oxford or equivalent |  | 4
6 | 25 mm diameter rubber door stopper plugged and screwed to tiled floor. |  | 4
7 | Hydraulic cylinder door closer SOLEX brand or equivalent |  | 4
Page total carried to the Collection Bellow
COLLECTION
Total of Page 12
Total of Page 13
TOTAL FOR DOORS AND WINDOWS CARRIED TO SUMMARY
F | FLOOR, WALL AND CEILING FINISHES
PLASTERING
| Rates for plastering shall includes for forming doors and windows reveals. | Note
| Rates for plastering between different surfaces shall include for spandex metal lathing to avoid any cracks between different surfaces. | Note
| Rate shall include for the "V" grove to separate tile and plaster. | Note
Internal Plaster
1 | 16 mm thick plaster 1:4 cement and sand mix smooth finished with minimum 1mm thick acrylic wall putty to make plane smooth surface. | m2 | 97
External Plaster
Below DPC level
2 | 20mm thick plinth plaster in 1:3 cement and sand mix finish smooth with colour cement grout on perimeter wall of the pavement. | m2 | 142
Ground Floor
3 | 16 mm thick plaster in 1:4 cement and sand mix finished semi rough to the walls. | m2 | 16
Floor Tiles
| The Bidders are requested to refer General Notes, Pricing Preambles, Drawings, Specifications, Conditions of Contract, Special Conditions of Contract and all other relevant documents prior to pricing of the following items. | Note
| Sample should be summited for approval of the Architect/ Employer's Representative | Note
| Rates shall include for preparation of surfaces for proper bonding. | Note
| Rate shall include for measures to provide suitable bonding between different surfaces such as concrete and brick/block surfaces as per specification. Rates shall also include for all tile specials such as corners, edges etc. | Note
| Rates shall include for cutting tiles and 45 degrees chamfering at corner joints wherever necessary. | Note
Page total carried to the Collection Bellow
4 | Supply & lay Matt Homogeneous porcelain Floor Tiles 600mm x 600mm in size, Grade "A" and approved colour, laid on 12mm thk 1:2 cement sand bedding using polymer based tile adhesive approved by the Employer's Representative | m2 | 77
5 | Supply & lay Matt Homogeneous porcelain Floor Tiles on 150mm high skirting with 600mm x 600mm in size, Grade "A" and approved colour, laid on 12mm thk 1:2 cement sand bedding using polymer based tile adhesive approved by the Employer's Representative | m2 | 30
Ceiling Finish
Ground Floor
6 | 10 mm thick plastering to R.C.C. beams, slab soffit in cement and sand 1:3 including floating smooth finished with acrylic wall putty. | m2 | 87
Page total carried to the Collection Bellow
COLLECTION
Total of Page 14
Total of Page 15
TOTAL FOR FLOOR, WALL AND CEILING FINISHES CARRIED TO SUMMARY
G | PAINTING AND DECORATION
| The Bidders are requested to refer Bill of Quantities, General Notes, Pricing Preambles, Drawings, Conditions of Contract, and all other relevant documents prior to pricing of the following items. | Note
| Internal painting (master pallet) shall be acrylic based emulsion in an approved manufacture (Gold Star, Sandolin or equivalent) paint and colour to suit with the environment, climate and location of this project. | Note
| External painting (master pallet) shall be exterior quality, weather shield, texture base in an approved manufacture (Gold Star, Sandolin or equivalent) paint and colour to suit with the environment, climate and location of this project. | Note
| Rate for painting shall include for painting to door and window reveals. | Note
| Colour of the paint shall be approved by Employer's representative | Note
Internal Painting
| Rate shall include for applying wall putty to smooth the surface | Note
Ground Floor
1 | Prepare plaster surfaces of wall, columns, beams and projections and apply one coat of filler and two coats of emulsion paint as per manufacture's instruction. | m2 | 97
2 | Prepare plaster surfaces of on external & internal ceiling and apply one coat of filler and two coats of emulsion paint as per manufacture's instruction. | m2 | 87
External Painting
Ground Floor
3 | Prepare plasterer surfaces of all faces of walls columns, beams and projections and apply one coat of exterior primer/sealer, two coats of weather shield paint as per manufacturer instruction. | m2 | 147
TOTAL FOR PAINTING AND DECORATION CARRIED TO SUMMARY
H | PLUMBNG/SANITARY INSTALLATIONS
| The Bidder is requested to refer the Preamble Notes, General Notes, drawings, Specifications, Conditions of Contract, special conditions of contract and other relevant document prior to pricing of the following items. | Note
This trade include the following works:
| a.) Sanitary fittings, toilet accessories | Note
b.) Water supply
c.) External sewerage and waste water disposal (up to the nearest sewer manhole).
d). Internal drainage (up to the nearest first manhole).
| Rate shall include for insurance during handling, rehandling, transport, storage, delivery to the point of installation and until handing over. | Note
| All taps and valves shall be "PEX", or equivalent to the approval of the Employer's Representative. | Note
Supply and Install Sanitary fittings and Toilets Accessories
| All water Sanitary fittings to be in original make in an approved colours otherwise specified. | Note
| All pipes to be fixed to the soffit to be with necessary fixing accessories and pipe supports etc., to the approval of the Employer's Representative. | Note
| Rates for Flexible hose measured with fittings shall include with the rate of each item | Note
| Rate are to include for screws nails pipe hooks saddles branches sockets connection short lengths back nuts, nipples & the like & holes chasing etc. & making good in all trades & all necessary excavation & back filling. | Note
| Good quality PPR pipes shall be used for hot and cold water supply, comply with IS 15801, BS4991, BS6920. | Note
All waste water and sewer pipes shall be UPVC. Pipes & fittings shall comply with the latest BS 4514: 1984, BS 3505 & BS 4316 -1.
| Any specials water supply & drainage fittings such as bends, tees, reducers etc unless otherwise stated separately in the BOQ shall be deemed to have been included in relevant items & should accordingly be rated to include for such special fittings & for any extra works involved in the satisfactory completion of such items. | Note
Supplying & fixing American Standard or Equivalent Vitreous China floor standing wash basin (white colour) having nominal size of (575x450mm ) with universal height pedestal of floor to Rim height 825mm, over flow hole and single tap hole in centre, Rate shall include for pedestal, stainless steel flexible hose Stainless steel mixer pillar tap, 1/2" dia Chromium plated brass angle valve and wash basin fixing kit.
1 | In Ground Floor | nr | 1
Supplying & fixing chromium plated brass 1/2" diameter angle valve for the water supply for washing machines.
2 | In Ground Floor | nr | 1
Cold and Hot Water Distribution System
| Rates for all pipes shall include for pipes supports, saddles, clips, screws, nails, hardware fixing, jointing, materials cutting holes, chasing in brick work, concrete etc., and making good the same in all trades and under ground piping all necessary excavation, backfilling, planking and strutting, concrete bedding and hunching, dewatering and disposal of surplus material as directed. The proposal for pipe fixing method to be submitted for prior approval of the Employer's Representative | Note
| Rates for pipes shall include for burying in ground or walls or clipping to wall and all pipe supports fixed to under side of the soffits as required and for pipe fittings such as bends, tees, "Y" junctions, reducers, inspection openings, stop ends, etc., as required. | Note
| Rate for pipes shall include for all pipe fittings and pipe hanging system. | Note
| All pipe and fittings as per Specification and standard. | Note
| Rate shall include for connecting the pipes to the existing pipes vertical stacks with all necessary specials | Note
| Rate shall include for carryout pressure test according to BS - EN-806 after completing the plumbing work | Note
Page total carried to the Collection Bellow
Supply and lay/Fix 25 mm dia PPR Pipe with specials.
3 | In Ground Floor | m | 10
Supply and fix 25 mm dia Brass Gate valve
4 | In Ground Floor | nr | 1
Waste Water Disposal System
| UPVC pipes and fittings to conform BS 4660, BS 5481, BS 4576, BS 3943, BS 4514 and BS 5255 wherever applicable to satisfy the specification and as per drawings. | Note
| Rates for all pipes to be fixed to the soffit with suitable pipe supports and with necessary fixing accessories etc., to the approval of the Employer's Representative | Note
| Rates for all piping shall include for pipe supports, saddles, clips, screws, nails, hardware fixing and jointing materials cutting holes, chasing in brick work, concrete etc., and making good the same in all treads. Rates for under-ground piping shall include for all necessary excavation and backfilling, planking and strutting, concrete bedding and disposal of surplus materials as directed. | Note
| Rates for pipes shall include for pipe supports fixed to soffits, walls or clipping to walls as required and for pipe fittings such as bends, tees, Y junctions, reducers, inspection, opening, stops ends, etc., as required. | Note
| All waste in vertical stacks shall be in suitable type to bear the pressure | Note
| Rates for all underground pipes shall include for all excavation, laid to gradient filling with selected materials and encasing the pipes with concrete as required. | Note
| uPVC pipe and fitting as per detail drawing | Note
| Rate shall include for connecting the pipes to the existing pipes vertical stacks with all necessary specials | Note
Waste water pipes
63mm dia waste pipe type 600 uPVC pipe
5 | In Ground Floor | m | 20
50mm dia waste pipe type 600 uPVC pipe
6 | In Ground Floor | m | 10
150x150mm PVC gully with stainless steel grating
7 | In Ground Floor | nr | 3
Page total carried to the Collection Bellow
COLLECTION
Total of Page 17
Total of Page 18
TOTAL FOR PLUMBNG / SANITARY INSTALLATIONS CARRIED TO SUMMARY
COLLECTION OF BILL NO 6- LUANDRY
A | EXCAVATION AND EARTH WORK
B | CONCRETE WORK
C | MASONRY WORK
D | WATER PROOFING WORK
E | DOORS AND WINDOWS
F | FLOOR, WALL AND CEILING FINISHES
G | PAINTING AND DECORATION
H | PLUMBNG / SANITARY INSTALLATIONS
TOTAL OF BILL NO 6 - LUANDRY CARRIIED TO GRAND SUMMARY

## Bill 7 Storage Facility
BILL NO 7 - STORAGE FACILITY
ITEM NO. | DESCRIPTION | UNIT | QTY | RATE (TZS) | AMOUNT (TZS)
A | EXCAVATION AND EARTH WORK
| The Bidders are requested to refer the General Notes, Pricing Preambles, Drawings, Specifications, Conditions of Contract, Special Conditions of Contract and all other relevant documents prior to pricing of the following items. | Note
| Rates shall include for any working space as required by the contractor. | Note
| Rates shall include for Excavating and removing roots surfaces including all metals | Note
| Dewatering and earth work supports shall not be measured separately. (Rate shall include for cost of dewatering and earth work support, if necessary) | Note
| The bidder is requested to check ground water level and soil investigation report, limitation of transport, limitation of site, conditions of the existing road for possibility of transportation of heavy equipment et1B., prior to pricing this section of work. | Note
| The contractor shall arrange and obtain necessary permission from authorities for disposal and dumping of earth. | Note
| Rates shall include for removal and disposal of any obstructions, such as artificial structure and rock boulders et1B., during excavation if encountere1C. | Note
Earthwork Support
| Rate to include the cost of Earth work supporting system to be carried out only on the instruction of the Employer's Representative depending on the nature of the soi1J. | Note
| The contractor shall design and carry out the most suitable earthwork support system capable of achieving the specified technical requirement and in consideration of ground water level, soil condition, other buildings and structures situated close to the site. The Tenderer shall submit his proposal in detail with necessary calculations, method, type of equipment/plant, propose to use and shop drawings etc., along with the bid for the approval of the Employer's Representative | Note
Filling & Compaction
Approved earth shall mean filling materials that comply to the following:
(a) The earth shall be free of vegetation, a roots, boulders, easily decomposable materials, chemicals, industrial waste, plastic etc.
(b) The maximum size of particle shall not exceed 75 mm.
(c) The earth shall be well graded and the silt and clay (fines) content shall not be more than 25%.
(d) The standard proctor density shall be grater than 1.70 g/cm3.
Site Preparation
1 | Clearing site vegetation including top soil removing for maximum 150mm, compacting and disposal of all surplus excavated material away from the site as directed and site clearing shall be covered the area where 3000mm beyond the building. (contractor shall visit the site & assert the actual work involve) | m2 | 304
Excavation
2 | Excavation of foundation for Column / wall in any material other than rock requiring blasting depth not exceeding 1.5m. Rate shall include for compacting the bottom of excavation, part return fill to excavation and rammed, surplus disposed off site as directed. | m3 | 52
3 | Excavation for foundation in rock requiring blasting. Rate shall include for compacting the bottom of excavation, part return fill to excavation and rammed, surplus disposed off site as directe1C. | m3
Filling
4 | Approved imported hard earth (Gravel) filling including levelling, watering and compacting in 150mm layers between foundation of walls up to DPC level with 98% compaction. (Payment shall be made for compacted volume) | m3 | 78
5 | Approved available hard earth filling (selected excavated soil) including levelling, watering and compacting in 150mm layers around the building with 98% compaction. (Payment shall be made for compacted volume) | m3 | 41
6 | Approved available hard earth filling including levelling, watering and compacting in 150mm layers between foundation of walls up to DPC level with 98% compaction. (Payment shall be made for compacted volume) | m3 | 78
7 | 200mm thick hardcore filling blinded with sand (50mm Thick) to receive damp proof membrane (measured separately) | m2 | 173
| For Anti termite treatment- The chemical shall be of approved by the Employer's Representative. Aldrin 0.50% solution or other equal and approved anti-termite treatment applied at a rate of 7 litres per square metre. | Note
| The chemical to be sprayed on soil surface and injected in to the filling by drilling treated surface to be covered by polythene membrane within 24hrs of treatments | Note
Page total carried to the Collection Bellow
8 | Anti-termite treatment shall be done by a specialized sub-contractor in accordance with the manufacture's specification and to the approval of Consultant by specialize sub-contractor. It is needed to produce warrantee certificate from professional anti termite sub contractor for minimum 10 Years. | m2 | 300
Page total carried to the Collection Bellow
COLLECTION
Total of Page2
Total of Page 3
TOTAL FOR EXCAVATION AND EARTH WORK CARRIED TO SUMMARY
B | CONCRETE WORK
| The bidders are requested to refer General Notes, Pricing Preambles, Drawings, Specifications, Conditions of Contract, Special Conditions of Contract and all other relevant documents prior to pricing of the following items. | Note
| Rate shall include for depositing, handling, hoisting into position, vibrating, curing etc. and making good after removal of formwork etc. | Note
| All Concrete Works shall comply to the specifications, filled into formwork and well packed around reinforcement. | Note
| Rate shall include for supplying and laying of gauge 1000 polythene on ground, where concrete is in direct contact with ground, before pouring concrete unless other wise measured separately. | Note
| Coarse aggregate should be granite material. Metal to be used shall be granite comply to the specification. | Note
| Fine aggregate shall be river sand | Note
| Rate for concreting columns, walls shall include for kickers and cover blocks. | Note
Measurement of Slabs & Walls
| Slab concrete include that part of beam to a depth of largest adjacent slab thickness. | Note
| Concrete work related to Ramps has been measured separately and slopes have not been indicated. Slopes shall be as shown in the drawings. | Note
| Contractor shall ensure that all contacting surfaces including reinforcement dowels left out for bonding purposes is free from any organic or artificial material which can be a hindrance to achieve specified properties in the Drawings and Specifications. | Note
| Rates for lean concrete shall include for preparation of bottom of excavation prior to pouring of lean concrete. | Note
| Contractor shall ensure that the top of the lean concrete layer shall be finished semi rough for waterproofing layer. Rate for lean concrete shall include for waterproofing layer unless measured separately. | Note
| Rates for formwork shall include for control joints, isolation joints wherever specified and required according to the drawings and specifications. | Note
| Rate for concrete shall include for construction joint, isolation joint, expansion joint, with dowel bars, end cap and compressible filler with sealant on top as per drawing. | Note
| Rates for concrete shall include all necessary tests by an Authority acceptable to the Employer's Representative | Note
| Rates for concrete shall include all necessary equipment which are required for concreting. Rate shall include for continuous curing for 7 days. | Note
| Reinforcement & Form work paid for separately unless otherwise specified in the item. | Note
Up to DPC Level
Plain Cement Concrete
1 | 50mm thick plain In-situ Concrete; Nominal Grade 20, mix ratio (1:2:4) or appropriate with 20 mm aggregates wall and column foundations. | m2 | 58
Reinforced Cement Concrete
Nominal Grade 20, mix ratio (1:2:4) or appropriate
2 | Reinforced Cement Concrete (Gr.25) in Column Footing | m3 | 0
3 | Reinforced Cement Concrete (Gr. 25) in Columns | m3 | 0
4 | Reinforced Cement Concrete (Gr. 25) in trench foundation of wall | m3 | 13.5
5 | Reinforced Cement Concrete (Gr. 25) in Ground beam. | m3 | 7.6
6 | 100mm thick Floor Concrete in Gr 25 | m2 | 186
Above DPC Level to 1st Floor Level
7 | Reinforced Cement Concrete (Gr. 25) in stiffener Columns | m3 | 2
8 | Reinforced Cement Concrete (Gr. 25) in beam. | m3 | 10.5
9 | Lintels size 150x200mm in Gr. 25 cement concrete reinforced with 4Nos of 10 mm dia. tor steel bars and 8 mm mild steel stirrups @ 150mm c/c and rate shall include for reinforcement & formwork. | m
10 | Window sills, size 150x75mm in Gr.25 cement concrete reinforced with 2Nos of 12 mm dia. tor steel bars and 8mm mild steel stirrups @ 150mm c/c and rate shall include for reinforcemts & formwork. | m
Page total carried to the Collection Bellow
FORM WORK
| Formwork for concrete under ground level shall be of timber for all exposed concrete, use 15mm thick plywood sheets for slab bottoms, columns | Note
| Formwork centering and moulds for concrete construction shall be of approved system to suit with the nature of this project and shall be erected true in line, levels and vertically for walls and columns and to the shapes and sizes required by the work, and shall be of suitable design and substantial and rigid construction so as to prevent deformation due to the placing and compacting of concrete and any incidental loading. All formwork and centering shall be so constructed that no grout shall leak out during concreting. | Note
| Formwork and centering shall be provided with adequate struts, braces, walling, ties and clamps so as to maintain the dimensions lines and levels shown on the drawings during the entire operation of placing and compacting the concrete and to prevent any sagging exceeding 3mm under the weight of wet concrete with any other super imposed loads which they would be subjected to during construction. | Note
| Formwork to column heads has been measured with slab and not enumerated separately. | Note
| The contractor shall provide sufficient formwork and moulds to ensure adequate progress of work and the Employer's Representative may direct the contractor to provide at contractor's expense such additional formwork and moulds as they may deem necessary if in his opinion the proper progress of the work is retarded by their absence. | Note
| Rates shall include for forming projections and chamfers. | Note
| Formwork has been measured as the net contact surface measurement between concrete and formwork. | Note
| Type of formwork shall be ply wood or steel with steel supporting system on concrete surfaces on removal of shuttering unless otherwise specified elsewhere. Rates for formwork shall include for all necessary measures to provide fine finish to the satisfaction of the Employer's Representative | Note
| The bidder shall submit the method of statement detail of his proposal for formwork system prior to the work. | Note
Using 15 mm thick plywood and Class II timber joists and props including dismantling.
Up to DPC Level
11 | For sides of Column footing, and wall foundation beams | m2 | 38
Page total carried to the Collection Bellow
12 | For sides of ground beam | m2 | 66
Form work with plywood sheet and Class II timber members including dismantling.
Above DPC Level to 1st Floor Level
13 | To side and soffits of beam | m2 | 91
14 | To sides of column | m2 | 35
REINFORCEMENTS
| The size of reinforcement bars comply BS 4449 described in the drawing or elsewhere shall be the minimum size and the rolling margin and any other tolerance shall be wholly above this size. Hooks and laps have been measured and included with the quantities for reinforcements. | Note
| All reinforcement shall be free from mill scale, dirt, oil, paint, grease or loose rust before fixing in position and shall be brushed with a stiff wire brush if so directed by the Employer's Representative | Note
| Reinforcement shall be bent cold by applying a slow even pressure on an approved type of bending apparatus. | Note
| Re-bending of incorrectly bends bars shall not be attempted. | Note
| Rates shall include for cutting, bending, fabricating, placing in position, holding and supporting including temporary fixing supports, hangers, binding wire spacers, stools and waste (Designed laps are included in quantities). | Note
| Rates shall include for working in difficult conditions. | Note
| The bidder is advised to refer the diameters of reinforcement steel to be used for this project and to be aware of the availability of relevant diameters and to price the item in the trade accordingly. | Note
High yield Steel and Mild Steel bar comply BS 4449 reinforcement in the following;
Tor steel reinforcement (to BS 4449 and characteristic strength fy = 460N/mm2)
Mild steel reinforcement (to BS 4449 and characteristic strength fy = 250N/mm2)
Page total carried to the Collection Bellow
Up to DPC Level
Tor steel reinforcements as follows
15 | Tor Steel -10mm Diameter | kg | 155
16 | Tor Steel -12mm Diameter | kg | 310
17 | Tor Steel - 16mm Diameter | kg | 560
Mild Steel reinforcement as follows
18 | Mild Steel - 8mm Diameter | kg | 230
BRC mesh fabric reinforcement ref A142 (weighing 2.2kg/m2) beneath floor bed with 6mm main and cross wires @200mm c/c and 200mm laps
19 | In ground floor slab | m2 | 200
DPC to Roof Level
Tor steel reinforcements as follows
20 | Tor Steel - 16mm Diameter | kg | 1000
Mild Steel reinforcement as follows
21 | Mild Steel - 8mm Diameter | kg | 320
Page total carried to the Collection Bellow
COLLECTION
Total of Page 5
Total of Page 6
Total of Page 7
Total of Page 8
TOTAL FOR CONCRETE WORK CARRIED TO SUMMARY
C | MASONRY WORK
| The bidders are requested to refer General Notes, Pricing Preambles, Drawings, Specifications, Conditions of Contract, Special Conditions of Contract and all other relevant documents prior to pricing of the following items. | Note
| Rates shall include for preparation of surfaces of floor slab, columns (steel or RCC) and wall surfaces for proper bonding. | Note
| Rate to include cost for all concrete stiffener columns & stiffener beams as per specification. | Note
Block Work
Walling; Concrete blocks, BS 2028 type A, solid, dense aggregate, average compressive strength 4N/sq. mm
In Foundations
1 | 230mm thick cement sand solid block masonry cast in 1:6 cement sand mix and built with 1:4 cement sand mortar. Rate shall include for continuous curing for 7 days | m2 | 82
Ground Floor To 1st Floor Level
2 | 230mm thick cement sand solid block masonry cast in 1:6 cement sand mix and built with 1:5 cement sand mortar. Rate shall include for continuous curing for 7 days | m2 | 341
3 | 150mm thick cement sand solid block masonry cast in 1:6 cement sand mix and built with 1:5 cement sand mortar. Rate shall include for continuous curing for 7 days | m2
TOTAL FOR MASONRY WORK CARRIED TO SUMMARY
D | WATER PROOFING WORK
| The bidders are requested to refer General Notes, Pricing Preambles, Drawings, Specifications, Conditions of Contract, Special Conditions of Contract and all other relevant documents prior to pricing of the following items. | Note
| Waterproofing work to be carried out by a specialist waterproofing sub contractor. The contractor shall submit a 10 year guarantee for material and workmanship in the name of the Owner for waterproofing system in an internationally accepted format. | Note
| Contractor is supposed to furnish all technical details, samples and any other related literature available along with the quotations, to the Employer's Representative for his approva1J. | Note
| The bidder shall submit the most suitable water proofing system as specified to suit for different surfaces at location technically acceptable to the Employer's Representative | Note
| Rate shall include for complete work of water proofing including cleaning surfaces, making angle fillets at corners, necessary protective screeds, checking the area by ponding and total work required with the waterproofing system and as per the Employer's Representatives approval. | Note
| Applying of water proofing to walls up to a minimum height of 300mm from the floor. | Note
Ground Floor
1 | 1000 gauge polythene sheet as horizontal damp proof membrane under ground floor slab with fold side lapping | m2 | 200
2 | 230mm wide 20mm thick Damp-proof courses in 1:3 cement sand mortar finished with tropical High performance Felt. Rate shall include for laps at joints and angles. | m | 82
TOTAL FOR WATER PROOFING WORK CARRIED TO SUMMARY
E | ROOF
| Supply, Fabricate and erect the steel pipe frame roof structure as per the structural details and other specifications given in the detail drawings. Rate shall include for apply 2 costs of anticorrosive paint and two coats of enamel paint on all steel work after cleaning of the surface. All necessary steel plates, angle irons, bolts and unt paid separately. | Note
In Main Roof
1 | 50mm diameter, 3mm thick pipes | m | 250
2 | 38mm diameter, 3mm thick pipes | m | 212
In Eave Truss
3 | 50x50x 4mm angle iron | m
4 | 38x38x4mm angle iron | m
5 | Supply and fix 150x100x20mm Z purlins | m | 330
6 | Supply, and fix Mild steel cleats, brackets, tie rods, sag rods, channels etc. welded for at the connections. Rate shall include for apply 2 coats of anticorrosive paint and 2 costs of enamel paint. | kg | 400
7 | Supply, and laying of 0.47 ZN/AL colour bond roofing sheets with necessary screws as per manufacturers recommendation. | m2 | 288
8 | Supply, and laying of 0.47 ZN/AL colour bond ridge capping (girth 600mm) with necessary screws. | m | 15
9 | Supply, and laying of 0.47 ZN/AL colour bond Hip capping (girth 600mm) with necessary screws. | m2
10 | Supply, and laying of 0.47 ZN/AL colour bond valley gutter (girth 600mm) with necessary screws. | m2
11 | supply and fixing of 25x225mm timer facia board (Valance board & barge board). Rate shall include for apply one coat of wood primer and 2 coats of enamel paint after preparation of the surface. | m | 69
12 | Supply, and laying of 0.47 ZN/AL colour bond Gutters (girth470mm) | m | 30
13 | Supply, and laying of 0.47 ZN/AL colour bond down pipes, 100x100mm | m | 84
TOTAL FOR ROOF WORK CARRIED TO SUMMARY
F | DOORS AND WINDOWS
ALUMINIUM WINDOWS
| Fabrication and fixing of all aluminium components shall be carried out by experienced tradesman. The Contractor shall submit particulars of aluminium fabricator to the Employer's Representative for approval. | Note
| The Contractor will be required to provide a guarantee on material and workmanship for a period of 08 years from the date of handing over of works in the form required by the Employer as binding the aluminium manufacturer and the Contractor jointly and separately. | Note
| Shop drawings for fabrication of doors, windows, fan lights and all aluminium fabrication should be submitted to Architect / Employer's Representative for approval before the fabrication. | Note
| Rates shall include for | Note
1. Glass and Glazing.
2. All necessary aluminium Furniture.
3. Preparing and submitting shop drawings.
4. Furnishing guarantee as requested by the Employer's Representative.
5. Sampling and submission of test reports to Employer's Representative.
6. Supplying and pasting sand blast sticker.
7. 4mm thick Aluminium composite cladding sheet for panelling.
| 60 - 80 microns powder coated Aluminium extrusions to be used in windows and fanlights. | Note
| 6mm thick clear glass to be used for door and window glass panels and 5mm thick 'Pinheaded' or 'Frosted glass' to be used for Fanlights. | Note
| All the aluminium extrusions, furniture, door closer and all the accessories should be approved by the Employer's Representative. | Note
| All doors, windows and fanlight shall be fixed complete as per detail drawings. | Note
Ground Floor Level
1G.01 | Supply, fabricate and fixing louver panel window type W1 overall size 2500mmx900mm, comprising 70mm (1.6mm thick) aluminium frame. Complete with approved quality aluminium casement fasteners, rollers, gaskets, guides necessary accessories & another necessary to complete the work. | nr | 6
Page total carried to the Collection Bellow
DOORS
45mm thick hard wood, Mninga or equivalent timber single sash Panelled doors with 145x45mm hard wood timber frame, 145x45mm transom for 5mm thick fixed glazed panel on top as per the design. Rate shall include for 15mm thick architraves and finished with one coat of wood primer and 2 coats of approved colour matt enamel paint.
1 | Door Type D1, double sash door, overall size 2500 x 2700mm. | nr | 2
Iron Monger
In Ground Floor
2 | Supply and fix mortice type double lever door lock -UNION or equivalent |  | 2
3 | Supply and fix 200x150mm heavy duty brass but hinges with necessary brass screws- Oxford or equivalent |  | 16
4 | Supply and fix mortice type toilet door lock with indicator -UNION or Equivalent
5 | 150mm ling heavy duty brass barrel bolt with necessary brass screws- Oxford or equivalent |  | 4
6 | 25 mm diameter rubber door stopper plugged and screwed to tiled floor. |  | 4
7 | Hydraulic cylinder door closer SOLEX brand or equivalent |  | 4
Page total carried to the Collection Bellow
COLLECTION
Total of Page 12
Total of Page 13
TOTAL FOR DOORS AND WINDOWS CARRIED TO SUMMARY
G | FLOOR, WALL AND CEILING FINISHES
PLASTERING
| Rates for plastering shall includes for forming doors and windows reveals. | Note
| Rates for plastering between different surfaces shall include for spandex metal lathing to avoid any cracks between different surfaces. | Note
| Rate shall include for the "V" grove to separate tile and plaster. | Note
Internal Plaster
Ground Floor
1 | 16 mm thick plaster 1:4 cement and sand mix smooth finished with minimum 1mm thick acrylic wall putty to make plane smooth surface. | m2 | 430
External Plaster
Below DPC level
2 | 20mm thick plinth plaster in 1:3 cement and sand mix finish smooth with colour cement grout on perimeter wall of the pavement. | m2 | 36
Ground Floor
3 | 16 mm thick plaster in 1:4 cement and sand mix finished semi rough to the walls. | m2 | 360
Floor Tiles
| The Bidders are requested to refer General Notes, Pricing Preambles, Drawings, Specifications, Conditions of Contract, Special Conditions of Contract and all other relevant documents prior to pricing of the following items. | Note
| Sample should be summited for approval of the Architect/ Employer's Representative | Note
| Rates shall include for preparation of surfaces for proper bonding. | Note
| Rate shall include for measures to provide suitable bonding between different surfaces such as concrete and brick/block surfaces as per specification. Rates shall also include for all tile specials such as corners, edges etc. | Note
| Rates shall include for cutting tiles and 45 degrees chamfering at corner joints wherever necessary. | Note
Page total carried to the Collection Bellow
| Rate for tiling shall include for providing acceptable adhesive and/or suitable cement in an approved quality which has no effect to the properties of tiles. | Note
Ground Floor
4 | 20mm thick, 1:3 cement and sand mix rendering on ground floor area finish smooth with colour cement grout. | m2 | 200
5 | 150mm high, 12mm thick cement skirting 1.3 cement sand mortar finished smooth with colour cement grout. | m | 105
Ceiling Finish
6 | Supply and Fixing 6mm thick cement fiber board external ceiling fixed with 50x50mm sawn soft wood, treated with pressure impregnated preservative frame work (600x1200mm panels) hang to roof structure steadily @ 1200mm interval both ways. Rate shall include to complete with 90x13mm gypsum cornice forming curved junction at wall with approved adhesive and nails, etc. | m2 | 14
Page total carried to the Collection Bellow
COLLECTION
Total of Page 12
Total of Page 13
TOTAL FOR FLOOR, WALL AND CEILING FINISHES CARRIED TO SUMMARY
H | PAINTING AND DECORATION
| The Bidders are requested to refer Bill of Quantities, General Notes, Pricing Preambles, Drawings, Conditions of Contract, and all other relevant documents prior to pricing of the following items. | Note
| Internal painting (master pallet) shall be acrylic based emulsion in an approved manufacture (Gold Star, Sandolin or equivalent) paint and colour to suit with the environment, climate and location of this project. | Note
| External painting (master pallet) shall be exterior quality, weather shield, texture base in an approved manufacture (Gold Star, Sandolin or equivalent) paint and colour to suit with the environment, climate and location of this project. | Note
| Rate for painting shall include for painting to door and window reveals. | Note
| Colour of the paint shall be approved by Employer's representative | Note
Internal Painting
| Rate shall include for applying wall putty to smooth the surface | Note
External and Internal Painting
1 | Prepare plaster surfaces of wall, columns, beams and projections and apply one coat of filler and two coats of emulsion paint as per manufacture's instruction. | m2 | 430
2 | Prepare plasterer surfaces of all faces of walls columns, beams and projections and apply one coat of exterior primer/sealer, two coats of weather shield paint as per manufacturer instruction. | m2 | 360
3 | Prepare plaster surfaces of on external & internal ceiling and apply one coat of filler and two coats of weather shield paint as per manufacture's instruction. | m2 | 28
4 | Prepare surfaces of barge and facia boards and apply one coat of aluminium wood primer and two coats of approved colour enamel paint. | m2
TOTAL FOR PAINTING AND DECORATION CARRIED TO SUMMARY
COLLECTION OF BILL NO 7 -STORAGE FACILITY
A | EXCAVATION AND EARTH WORK
B | CONCRETE WORK
C | MASONRY WORK
D | ROOF WORK
E | DOORS AND WINDOWS
F | WATER PROOFING WORK
G | FLOOR, WALL AND CEILING FINISHES
H | PAINTING AND DECORATION
TOTAL OF BILL NO 7 -STORAGE FACILITY CARRIED GRAND SUMMARY

## Bill 8 Water Purification
BILL NO 8 - WATER PURIFICATION
ITEM NO. | DESCRIPTION | UNIT | QTY | RATE (TZS) | AMOUNT (TZS)
A | EXCAVATION AND EARTH WORK
| The Bidders are requested to refer the General Notes, Pricing Preambles, Drawings, Specifications, Conditions of Contract, Special Conditions of Contract and all other relevant documents prior to pricing of the following items. | Note
| Rates shall include for any working space as required by the contractor. | Note
| Rates shall include for Excavating and removing roots surfaces including all metals | Note
| Dewatering and earth work supports shall not be measured separately. (Rate shall include for cost of dewatering and earth work support, if necessary) | Note
| The bidder is requested to check ground water level and soil investigation report, limitation of transport, limitation of site, conditions of the existing road for possibility of transportation of heavy equipment et1B., prior to pricing this section of work. | Note
| The contractor shall arrange and obtain necessary permission from authorities for disposal and dumping of earth. | Note
| Rates shall include for removal and disposal of any obstructions, such as artificial structure and rock boulders et1B., during excavation if encountere1C. | Note
Earthwork Support
| Rate to include the cost of Earth work supporting system to be carried out only on the instruction of the Employer's Representative depending on the nature of the soi1J. | Note
| The contractor shall design and carry out the most suitable earthwork support system capable of achieving the specified technical requirement and in consideration of ground water level, soil condition, other buildings and structures situated close to the site. The Tenderer shall submit his proposal in detail with necessary calculations, method, type of equipment/plant, propose to use and shop drawings etc., along with the bid for the approval of the Employer's Representative | Note
Filling & Compaction
Approved earth shall mean filling materials that comply to the following:
(a) The earth shall be free of vegetation, a roots, boulders, easily decomposable materials, chemicals, industrial waste, plastic etc.
(b) The maximum size of particle shall not exceed 75 m1K.
(c) The earth shall be well graded and the silt and clay (fines) content shall not be more than 25%.
(d) The standard proctor density shall be grater than 1.70 g/cm3.
Site Preparation
1 | Clearing site vegetation including top soil removing for maximum 150mm, compacting and disposal of all surplus excavated material away from the site as directed and site clearing shall be covered the area where 3000mm beyond the building. (contractor shall visit the site & assert the actual work involve) | m2 | 84
Excavation
2 | Excavation of foundation for Column / wall in any material other than rock requiring blasting depth not exceeding 1.5m. Rate shall include for compacting the bottom of excavation, part return fill to excavation and rammed, surplus disposed off site as directed. | m3 | 25
3 | Excavation for foundation in rock requiring blasting. Rate shall include for compacting the bottom of excavation, part return fill to excavation and rammed, surplus disposed off site as directe1C. | m3
Filling
4 | Approved imported hard earth (Gravel) filling including levelling, watering and compacting in 150mm layers between foundation of walls up to DPC level with 98% compaction. (Payment shall be made for compacted volume) | m3 | 23
5 | Approved available hard earth filling (selected excavated soil) including levelling, watering and compacting in 150mm layers around the building with 98% compaction. (Payment shall be made for compacted volume) | m3 | 25
6 | Approved available hard earth filling including levelling, watering and compacting in 150mm layers between foundation of walls up to DPC level with 98% compaction. (Payment shall be made for compacted volume) | m3 | 23
7 | 200mm thick hardcore filling blinded with sand (50mm Thick) to receive damp proof membrane (measured separately) | m2 | 50
| For Anti termite treatment- The chemical shall be of approved by the Employer's Representative. Aldrin 0.50% solution or other equal and approved anti-termite treatment applied at a rate of 7 litres per square metre. | Note
| The chemical to be sprayed on soil surface and injected in to the filling by drilling treated surface to be covered by polythene membrane within 24hrs of treatments | Note
Page total carried to the Collection Bellow
8 | Anti-termite treatment shall be done by a specialized sub-contractor in accordance with the manufacture's specification and to the approval of Consultant by specialize sub-contractor. It is needed to produce warrantee certificate from professional anti termite sub contractor for minimum 10 Years. | m2 | 75
Page total carried to the Collection Bellow
COLLECTION
Total of Page2
Total of Page 3
TOTAL FOR EXCAVATION AND EARTH WORK CARRIED TO SUMMARY
B | CONCRETE WORK
| The bidders are requested to refer General Notes, Pricing Preambles, Drawings, Specifications, Conditions of Contract, Special Conditions of Contract and all other relevant documents prior to pricing of the following items. | Note
| Rate shall include for depositing, handling, hoisting into position, vibrating, curing etc. and making good after removal of formwork etc. | Note
| All Concrete Works shall comply to the specifications, filled into formwork and well packed around reinforcement. | Note
| Rate shall include for supplying and laying of gauge 1000 polythene on ground, where concrete is in direct contact with ground, before pouring concrete unless other wise measured separately. | Note
| Coarse aggregate should be granite material. Metal to be used shall be granite comply to the specification. | Note
| Fine aggregate shall be river sand | Note
| Rate for concreting columns, walls shall include for kickers and cover blocks. | Note
Measurement of Slabs & Walls
| Slab concrete include that part of beam to a depth of largest adjacent slab thickness. | Note
| Concrete work related to Ramps has been measured separately and slopes have not been indicated. Slopes shall be as shown in the drawings. | Note
| Contractor shall ensure that all contacting surfaces including reinforcement dowels left out for bonding purposes is free from any organic or artificial material which can be a hindrance to achieve specified properties in the Drawings and Specifications. | Note
| Rates for lean concrete shall include for preparation of bottom of excavation prior to pouring of lean concrete. | Note
| Contractor shall ensure that the top of the lean concrete layer shall be finished semi rough for waterproofing layer. Rate for lean concrete shall include for waterproofing layer unless measured separately. | Note
| Rates for formwork shall include for control joints, isolation joints wherever specified and required according to the drawings and specifications. | Note
| Rate for concrete shall include for construction joint, isolation joint, expansion joint, with dowel bars, end cap and compressible filler with sealant on top as per drawing. | Note
| Rates for concrete shall include all necessary tests by an Authority acceptable to the Employer's Representative | Note
| Rates for concrete shall include all necessary equipment which are required for concreting. Rate shall include for continuous curing for 7 days. | Note
| Reinforcement & Form work paid for separately unless otherwise specified in the item. | Note
Up to DPC Level
Plain Cement Concrete
1 | 50mm thick plain In-situ Concrete; Nominal Grade 20, mix ratio (1:2:4) or appropriate with 20 mm aggregates wall and column foundations. | m2 | 31
Reinforced Cement Concrete
Nominal Grade 25, mix ratio 1:1.5:3(20mm) or appropriate
2 | Reinforced Cement Concrete (Gr.25) in Column Footing | m3 | 1.4
3 | Reinforced Cement Concrete (Gr. 25) in Columns | m3 | 0.3
4 | Reinforced Cement Concrete (Gr. 25) in trench foundation of wall | m3 | 6
5 | Reinforced Cement Concrete (Gr. 25) in Ground beam. | m3 | 3.4
6 | 100mm thick Floor Concrete in Gr 25 | m2 | 22.5
Above DPC Level to 1st Floor Level
7 | Reinforced Cement Concrete (Gr. 25) in stiffener Columns | m3 | 0.7
8 | Reinforced Cement Concrete (Gr. 25) in beam. | m3 | 3.4
9 | Lintels size 150x200mm in Gr. 25 cement concrete reinforced with 4Nos of 10 mm dia. tor steel bars and 8 mm mild steel stirrups @ 150mm c/c and rate shall include for reinforcement & formwork. | m
10 | Window sills, size 180x75mm in Gr.25 cement concrete reinforced with 2Nos of 12 mm dia. tor steel bars and 8mm mild steel stirrups @ 150mm c/c and rate shall include for reinforcemts & formwork. | m | 10
Page total carried to the Collection Bellow
FORM WORK
| Formwork for concrete under ground level shall be of timber for all exposed concrete, use 15mm thick plywood sheets for slab bottoms, columns | Note
| Formwork centering and moulds for concrete construction shall be of approved system to suit with the nature of this project and shall be erected true in line, levels and vertically for walls and columns and to the shapes and sizes required by the work, and shall be of suitable design and substantial and rigid construction so as to prevent deformation due to the placing and compacting of concrete and any incidental loading. All formwork and centering shall be so constructed that no grout shall leak out during concreting. | Note
| Formwork and centering shall be provided with adequate struts, braces, walling, ties and clamps so as to maintain the dimensions lines and levels shown on the drawings during the entire operation of placing and compacting the concrete and to prevent any sagging exceeding 3mm under the weight of wet concrete with any other super imposed loads which they would be subjected to during construction. | Note
| Formwork to column heads has been measured with slab and not enumerated separately. | Note
| The contractor shall provide sufficient formwork and moulds to ensure adequate progress of work and the Employer's Representative may direct the contractor to provide at contractor's expense such additional formwork and moulds as they may deem necessary if in his opinion the proper progress of the work is retarded by their absence. | Note
| Rates shall include for forming projections and chamfers. | Note
| Formwork has been measured as the net contact surface measurement between concrete and formwork. | Note
| Type of formwork shall be ply wood or steel with steel supporting system on concrete surfaces on removal of shuttering unless otherwise specified elsewhere. Rates for formwork shall include for all necessary measures to provide fine finish to the satisfaction of the Employer's Representative | Note
| The bidder shall submit the method of statement detail of his proposal for formwork system prior to the work. | Note
Using 15 mm thick plywood and Class II timber joists and props including dismantling.
Up to DPC Level
11 | For sides of Column footing, and wall foundation beams | m2 | 23.5
Page total carried to the Collection Bellow
12 | For sides of ground beam | m2 | 30
Form work with plywood sheet and Class II timber members including dismantling.
Above DPC Level to 1st Floor Level
13 | To side and soffits of beam | m2 | 22
14 | To sides of column | m2 | 2.5
REINFORCEMENTS
| The size of reinforcement bars comply BS 4449 described in the drawing or elsewhere shall be the minimum size and the rolling margin and any other tolerance shall be wholly above this size. Hooks and laps have been measured and included with the quantities for reinforcements. | Note
| All reinforcement shall be free from mill scale, dirt, oil, paint, grease or loose rust before fixing in position and shall be brushed with a stiff wire brush if so directed by the Employer's Representative | Note
| Reinforcement shall be bent cold by applying a slow even pressure on an approved type of bending apparatus. | Note
| Re-bending of incorrectly bends bars shall not be attempted. | Note
| Rates shall include for cutting, bending, fabricating, placing in position, holding and supporting including temporary fixing supports, hangers, binding wire spacers, stools and waste (Designed laps are included in quantities). | Note
| Rates shall include for working in difficult conditions. | Note
| The bidder is advised to refer the diameters of reinforcement steel to be used for this project and to be aware of the availability of relevant diameters and to price the item in the trade accordingly. | Note
High yield Steel and Mild Steel bar comply BS 4449 reinforcement in the following;
Tor steel reinforcement (to BS 4449 and characteristic strength fy = 460N/mm2)
Mild steel reinforcement (to BS 4449 and characteristic strength fy = 250N/mm2)
Page total carried to the Collection Bellow
Up to DPC Level
Tor steel reinforcements as follows
15 | Tor Steel -10mm Diameter | kg | 50
16 | Tor Steel -12mm Diameter | kg | 70
17 | Tor Steel - 16mm Diameter | kg | 300
Mild Steel reinforcement as follows
18 | Mild Steel - 8mm Diameter | kg | 105
BRC mesh fabric reinforcement ref A142 (weighing 2.2kg/m2) beneath floor bed with 6mm main and cross wires @200mm c/c and 200mm laps
19 | In ground floor slab | m2 | 22.5
DPC to Roof Level
Tor steel reinforcements as follows
20 | Tor Steel - 12mm Diameter | kg | 161
21 | Tor Steel - 16mm Diameter | kg | 50
Mild Steel reinforcement as follows
22 | Mild Steel - 8mm Diameter | kg | 108
23 | 100mm diameter 4mm thick CHS steel column anchored into column up to the depth 300mm. Rate shall include for apply one coat of anticorrosive paint and 2 coats of enamel paint. | m
Page total carried to the Collection Bellow
COLLECTION
Total of Page 5
Total of Page 6
Total of Page 7
Total of Page 8
TOTAL FOR CONCRETE WORK CARRIED TO SUMMARY
C | MASONRY WORK
| The bidders are requested to refer General Notes, Pricing Preambles, Drawings, Specifications, Conditions of Contract, Special Conditions of Contract and all other relevant documents prior to pricing of the following items. | Note
| Rates shall include for preparation of surfaces of floor slab, columns (steel or RCC) and wall surfaces for proper bonding. | Note
| Rate to include cost for all concrete stiffener columns & stiffener beams as per specification. | Note
Block Work
Walling; Concrete blocks, BS 2028 type A, solid, dense aggregate, average compressive strength 4N/sq. mm
In Foundations
1 | 230mm thick cement sand solid block masonry cast in 1:6 cement sand mix and built with 1:4 cement sand mortar. Rate shall include for continuous curing for 7 days | m2 | 37
Approved quality common clay burnt bricks bedded and jointed in cement mortar (1:5)
Ground Floor To 1st Floor Level
2 | 180mm thick burnt clay brick masonry cast in 1:6 cement sand mix and built with 1:5 cement sand mortar. Rate shall include for continuous curing for 7 days | m2 | 82.5
TOTAL FOR MASONRY WORK CARRIED TO SUMMARY
D | WATER PROOFING WORK
| The bidders are requested to refer General Notes, Pricing Preambles, Drawings, Specifications, Conditions of Contract, Special Conditions of Contract and all other relevant documents prior to pricing of the following items. | Note
| Waterproofing work to be carried out by a specialist waterproofing sub contractor. The contractor shall submit a 10 year guarantee for material and workmanship in the name of the Owner for waterproofing system in an internationally accepted format. | Note
| Contractor is supposed to furnish all technical details, samples and any other related literature available along with the quotations, to the Employer's Representative for his approva1J. | Note
| The bidder shall submit the most suitable water proofing system as specified to suit for different surfaces at location technically acceptable to the Employer's Representative | Note
| Rate shall include for complete work of water proofing including cleaning surfaces, making angle fillets at corners, necessary protective screeds, checking the area by ponding and total work required with the waterproofing system and as per the Employer's Representatives approval. | Note
| Applying of water proofing to walls up to a minimum height of 300mm from the floor. | Note
Ground Floor
1 | 1000 gauge polythene sheet as horizontal damp proof membrane under ground floor slab with fold side lapping | m2 | 23
2 | 230mm wide 20mm thick Damp-proof courses in 1:3 cement sand mortar finished with tropical High performance Felt. Rate shall include for laps at joints and angles. | m | 37
TOTAL FOR WATER PROOFING WORK CARRIED TO SUMMARY
E | ROOF
| Supply, Fabricate, apply two coats of wood preservative and erection of hard wood swan timber roof frame as per the structural details and other specifications given in the detail drawings | Note
1 | 50x150 sawn timber in truss | m | 192
2 | 50x100mm sawn timber in truss | m | 41
3 | 50x150mm swan timber wall plate | m | 34
4 | 50x75mm swan timber purlin | m | 115
5 | Supply, and fix 4mm thick mils steel plates for the timber connections of trusses. Rate shall include for apply 2 coats of anticorrosive paint. | kg | 300
6 | 12mm diameter nut and washers for timber connection of truss. Rate shall include for apply 2 coats of anticorrosive paint. | kg | 100
7 | Supply, and laying of 0.47 ZN/AL colour bond roofing sheets with necessary screws as per manufacturers recommendation. | m2 | 77
8 | Supply, and laying of 0.47 ZN/AL colour bond ridge capping (girth 600mm) with necessary screws. | m2 | 5
9 | Supply, and laying of 0.47 ZN/AL colour bond Hip capping (girth 600mm) with necessary screws. | m2 | 20.5
10 | Supply, and laying of 0.47 ZN/AL colour bond valley gutter (girth 600mm) with necessary screws. | m2 | 3
11 | supply and fixing of 25x225mm timer facia board (Valance board & barge board). Rate shall include for apply one coat of wood primer and 2 coats of enamel paint after preparation of the surface. | m | 36.4
12 | Supply, and laying of 0.47 ZN/AL colour bond Gutters (girth470mm) | m | 36.7
13 | Supply, and laying of 0.47 ZN/AL colour bond down pipes, 100x100mm | m | 20
TOTAL FOR ROOF WORK CARRIED TO SUMMARY
F | DOORS AND WINDOWS
ALUMINIUM WINDOWS
| Fabrication and fixing of all aluminium components shall be carried out by experienced tradesman. The Contractor shall submit particulars of aluminium fabricator to the Employer's Representative for approval. | Note
| The Contractor will be required to provide a guarantee on material and workmanship for a period of 08 years from the date of handing over of works in the form required by the Employer as binding the aluminium manufacturer and the Contractor jointly and separately. | Note
| Shop drawings for fabrication of doors, windows, fan lights and all aluminium fabrication should be submitted to Architect / Employer's Representative for approval before the fabrication. | Note
| Rates shall include for | Note
1. Glass and Glazing.
2. All necessary aluminium Furniture.
3. Preparing and submitting shop drawings.
4. Furnishing guarantee as requested by the Employer's Representative.
5. Sampling and submission of test reports to Employer's Representative.
6. Supplying and pasting sand blast sticker.
7. 4mm thick Aluminium composite cladding sheet for panelling.
| 60 - 80 microns powder coated Aluminium extrusions to be used in windows and fanlights. | Note
| 6mm thick clear glass to be used for door and window glass panels and 5mm thick 'Pinheaded' or 'Frosted glass' to be used for Fanlights. | Note
| All the aluminium extrusions, furniture, door closer and all the accessories should be approved by the Employer's Representative. | Note
| All doors, windows and fanlight shall be fixed complete as per detail drawings. | Note
Ground Floor Level
1 | Supply, fabricate and fixing of fully glazed powder coated aluminium sliding window type W01 overall size 1800mmx1500mm, alternative sashes to be fixed and other alternatives to be sliding, comprising 70mm (1.6mm thick) aluminium frame with glazed panels. Complete with approved quality aluminium casement fasteners, rollers, gaskets, guides necessary accessories & another necessary to complete the work. | nr | 2
Page total carried to the Collection Bellow
2 | Supply, fabricate and fixing of fully glazed powder coated aluminium sliding window type W02 overall size 1200mmx900mm, alternative sashes to be fixed and other alternatives to be sliding, comprising 70mm (1.6mm thick) aluminium frame with glazed panels. Complete with approved quality aluminium casement fasteners, rollers, gaskets, guides necessary accessories & another necessary to complete the work. | nr | 2
DOORS
45mm thick hard wood, Mninga or equivalent timber single sash Panelled doors with 145x45mm hard wood timber frame, 145x45mm transom for 5mm thick fixed glazed panel on top as per the design. Rate shall include for 15mm thick architraves and finished with one coat of wood primer and 2 coats of approved colour matt enamel paint.
3 | Door Type D02, Single leaf door, overall size 900 x 2500mm. | nr | 3
Iron Monger
In Ground Floor
4 | Supply and fix mortice type double lever door lock -UNION or equivalent |  | 3
5 | Supply and fix 150x100mm heavy duty brass but hinges with necessary brass screws- Oxford or equivalent |  | 9
6 | 150mm ling heavy duty brass barrel bolt with necessary brass screws- Oxford or equivalent |  | 6
7 | 25 mm diameter rubber door stopper plugged and screwed to tiled floor. |  | 3
8 | Hydraulic cylinder door closer SOLEX brand or equivalent |  | 3
Page total carried to the Collection Bellow
COLLECTION
Total of Page 12
Total of Page 13
TOTAL FOR DOORS AND WINDOWS CARRIED TO SUMMARY
G | FLOOR, WALL AND CEILING FINISHES
PLASTERING
| Rates for plastering shall includes for forming doors and windows reveals. | Note
| Rates for plastering between different surfaces shall include for spandex metal lathing to avoid any cracks between different surfaces. | Note
| Rate shall include for the "V" grove to separate tile and plaster. | Note
Internal Plaster
Ground Floor
1 | 16 mm thick plaster 1:4 cement and sand mix smooth finished with minimum 1mm thick acrylic wall putty to make plane smooth surface. | m2 | 115
External Plaster
Below DPC level
2 | 20mm thick plinth plaster in 1:3 cement and sand mix finish smooth with colour cement grout on perimeter wall of the pavement. | m2 | 30
Ground Floor
3 | 16 mm thick plaster in 1:4 cement and sand mix finished semi rough to the walls. | m2 | 84
Floor Tiles
| The Bidders are requested to refer General Notes, Pricing Preambles, Drawings, Specifications, Conditions of Contract, Special Conditions of Contract and all other relevant documents prior to pricing of the following items. | Note
| Sample should be summited for approval of the Architect/ Employer's Representative | Note
| Rates shall include for preparation of surfaces for proper bonding. | Note
| Rate shall include for measures to provide suitable bonding between different surfaces such as concrete and brick/block surfaces as per specification. Rates shall also include for all tile specials such as corners, edges etc. | Note
| Rates shall include for cutting tiles and 45 degrees chamfering at corner joints wherever necessary. | Note
Page total carried to the Collection Bellow
| Rate for tiling shall include for providing acceptable adhesive and/or suitable cement in an approved quality which has no effect to the properties of tiles. | Note
Ground Floor
4 | Supply & lay Matt Homogeneous porcelain Floor Tiles 600mm x 600mm in size, Grade "A" and approved colour, laid on 12mm thk 1:2 cement sand bedding using polymer based tile adhesive approved by the Employer's Representative | m2 | 45.5
5 | Supply & lay Matt Homogeneous porcelain Floor Tiles on 150mm high skirting with 600mm x 600mm in size, Grade "A" and approved colour, laid on 12mm thk 1:2 cement sand bedding using polymer based tile adhesive approved by the Employer's Representative | m | 41
Ceiling Finish
6 | Supply and Fixing 6mm thick cement fiber board internal and external ceiling fixed with 50x50mm sawn soft wood, treated with pressure impregnated preservative frame work (600x1200mm panels) hang to roof structure steadily @ 1200mm interval both ways. Rate shall include to complete with 90x13mm gypsum cornice forming curved junction at wall with approved adhesive and nails, etc. | m2 | 62
Page total carried to the Collection Bellow
COLLECTION
Total of Page 14
Total of Page 15
TOTAL FOR FLOOR, WALL AND CEILING FINISHES CARRIED TO SUMMARY
H | PAINTING AND DECORATION
| The Bidders are requested to refer Bill of Quantities, General Notes, Pricing Preambles, Drawings, Conditions of Contract, and all other relevant documents prior to pricing of the following items. | Note
| Internal painting (master pallet) shall be acrylic based emulsion in an approved manufacture (Gold Star, Sandolin or equivalent) paint and colour to suit with the environment, climate and location of this project. | Note
| External painting (master pallet) shall be exterior quality, weather shield, texture base in an approved manufacture (Gold Star, Sandolin or equivalent) paint and colour to suit with the environment, climate and location of this project. | Note
| Rate for painting shall include for painting to door and window reveals. | Note
| Colour of the paint shall be approved by Employer's representative | Note
Internal Painting
| Rate shall include for applying wall putty to smooth the surface | Note
External and Internal Painting
1 | Prepare plaster surfaces of wall, columns, beams and projections and apply one coat of filler and two coats of emulsion paint as per manufacture's instruction. | m2 | 115
2 | Prepare plasterer surfaces of all faces of walls columns, beams and projections and apply one coat of exterior primer/sealer, two coats of weather shield paint as per manufacturer instruction. | m2 | 85
3 | Prepare plaster surfaces of on external & internal ceiling and apply one coat of filler and two coats of weather shield paint as per manufacture's instruction. | m2 | 62
4 | Prepare surfaces of barge and facia boards and apply one coat of aluminium wood primer and two coats of approved colour enamel paint. | m2
TOTAL FOR AIR CONDITION AND VENTILATION SYSTEM CARRIED TO SUMMARY
COLLECTION OF BILL NO 8 - WATER PURIFICATION
A | EXCAVATION AND EARTH WORK
B | CONCRETE WORK
C | MASONRY WORK
D | WATER PROOFING WORK
E | ROOF WORK
F | DOORS AND WINDOWS
G | FLOOR, WALL AND CEILING FINISHES
H | PAINTING AND DECORATION
TOTAL OF BILL NO 8 - WATER PURIFICATION CARRIED TO GRAND SUMMARY

## Bill 9 Ablution -Staff
BILL NO 9 - ABLITION FACILITY FOR STAFF -No.1
ITEM NO. | DESCRIPTION | UNIT | QTY | RATE (TZS) | AMOUNT (TZS)
A | EXCAVATION AND EARTH WORK
| The Bidders are requested to refer the General Notes, Pricing Preambles, Drawings, Specifications, Conditions of Contract, Special Conditions of Contract and all other relevant documents prior to pricing of the following items. | Note
| Rates shall include for any working space as required by the contractor. | Note
| Rates shall include for Excavating and removing roots surfaces including all metals | Note
| Dewatering and earth work supports shall not be measured separately. (Rate shall include for cost of dewatering and earth work support, if necessary) | Note
| The bidder is requested to check ground water level and soil investigation report, limitation of transport, limitation of site, conditions of the existing road for possibility of transportation of heavy equipment et1B., prior to pricing this section of work. | Note
| The contractor shall arrange and obtain necessary permission from authorities for disposal and dumping of earth. | Note
| Rates shall include for removal and disposal of any obstructions, such as artificial structure and rock boulders et1B., during excavation if encountere1C. | Note
Earthwork Support
| Rate to include the cost of Earth work supporting system to be carried out only on the instruction of the Employer's Representative depending on the nature of the soi1J. | Note
| The contractor shall design and carry out the most suitable earthwork support system capable of achieving the specified technical requirement and in consideration of ground water level, soil condition, other buildings and structures situated close to the site. The Tenderer shall submit his proposal in detail with necessary calculations, method, type of equipment/plant, propose to use and shop drawings etc., along with the bid for the approval of the Employer's Representative | Note
Filling & Compaction
Approved earth shall mean filling materials that comply to the following:
(a) The earth shall be free of vegetation, a roots, boulders, easily decomposable materials, chemicals, industrial waste, plastic etc.
(b) The maximum size of particle shall not exceed 75 mm.
(c) The earth shall be well graded and the silt and clay (fines) content shall not be more than 25%.
(d) The standard proctor density shall be grater than 1.70 g/cm3.
Site Preparation
1 | Clearing site vegetation including top soil removing for maximum 150mm, compacting and disposal of all surplus excavated material away from the site as directed and site clearing shall be covered the area where 3000mm beyond the building. (contractor shall visit the site & assert the actual work involve) | m2 | 91
Excavation
3 | Excavation of foundation for Column / wall in any material other than rock requiring blasting depth not exceeding 1.5m. Rate shall include for compacting the bottom of excavation, part return fill to excavation and rammed, surplus disposed off site as directed. | m3 | 30.5
4 | Excavation for foundation in rock requiring blasting. Rate shall include for compacting the bottom of excavation, part return fill to excavation and rammed, surplus disposed off site as directe1C. | m3
Filling
5 | Approved imported hard earth (Gravel) filling including levelling, watering and compacting in 150mm layers between foundation of walls up to DPC level with 98% compaction. (Payment shall be made for compacted volume) | m3 | 18
6 | Approved available hard earth filling (selected excavated soil) including levelling, watering and compacting in 150mm layers around the building with 98% compaction. (Payment shall be made for compacted volume) | m3 | 31
7 | Approved available hard earth filling including levelling, watering and compacting in 150mm layers between foundation of walls up to DPC level with 98% compaction. (Payment shall be made for compacted volume) | m3 | 18
8 | 200mm thick hardcore filling blinded with sand (50mm Thick) to receive damp proof membrane (measured separately) | m2 | 39
| For Anti termite treatment- The chemical shall be of approved by the Employer's Representative. Aldrin 0.50% solution or other equal and approved anti-termite treatment applied at a rate of 7 litres per square metre. | Note
| The chemical to be sprayed on soil surface and injected in to the filling by drilling treated surface to be covered by polythene membrane within 24hrs of treatments | Note
Page total carried to the Collection Bellow
9 | Anti-termite treatment shall be done by a specialized sub-contractor in accordance with the manufacture's specification and to the approval of Consultant by specialize sub-contractor. It is needed to produce warrantee certificate from professional anti termite sub contractor for minimum 10 Years. | m2 | 60
Page total carried to the Collection Bellow
COLLECTION
Total of Page2
Total of Page 3
TOTAL FOR EXCAVATION AND EARTH WORK CARRIED TO SUMMARY
B | CONCRETE WORK
| The bidders are requested to refer General Notes, Pricing Preambles, Drawings, Specifications, Conditions of Contract, Special Conditions of Contract and all other relevant documents prior to pricing of the following items. | Note
| Rate shall include for depositing, handling, hoisting into position, vibrating, curing etc. and making good after removal of formwork etc. | Note
| All Concrete Works shall comply to the specifications, filled into formwork and well packed around reinforcement. | Note
| Rate shall include for supplying and laying of gauge 1000 polythene on ground, where concrete is in direct contact with ground, before pouring concrete unless other wise measured separately. | Note
| Coarse aggregate should be granite material. Metal to be used shall be granite comply to the specification. | Note
| Fine aggregate shall be river sand | Note
| Rate for concreting columns, walls shall include for kickers and cover blocks. | Note
Measurement of Slabs & Walls
| Slab concrete include that part of beam to a depth of largest adjacent slab thickness. | Note
| Concrete work related to Ramps has been measured separately and slopes have not been indicated. Slopes shall be as shown in the drawings. | Note
| Contractor shall ensure that all contacting surfaces including reinforcement dowels left out for bonding purposes is free from any organic or artificial material which can be a hindrance to achieve specified properties in the Drawings and Specifications. | Note
| Rates for lean concrete shall include for preparation of bottom of excavation prior to pouring of lean concrete. | Note
| Contractor shall ensure that the top of the lean concrete layer shall be finished semi rough for waterproofing layer. Rate for lean concrete shall include for waterproofing layer unless measured separately. | Note
| Rates for formwork shall include for control joints, isolation joints wherever specified and required according to the drawings and specifications. | Note
| Rate for concrete shall include for construction joint, isolation joint, expansion joint, with dowel bars, end cap and compressible filler with sealant on top as per drawing. | Note
| Rates for concrete shall include all necessary tests by an Authority acceptable to the Employer's Representative | Note
| Rates for concrete shall include all necessary equipment which are required for concreting. Rate shall include for continuous curing for 7 days. | Note
| Reinforcement & Form work paid for separately unless otherwise specified in the item. | Note
Up to DPC Level
Plain Cement Concrete
1 | 50mm thick plain In-situ Concrete; Nominal Grade 20, mix ratio (1:2:4) or appropriate with 20 mm aggregates wall and column foundations. | m2 | 35.5
Reinforced Cement Concrete
Nominal Grade 20, mix ratio (1:2:4) or appropriate
2 | Reinforced Cement Concrete (Gr.25) in Column Footing | m3
3 | Reinforced Cement Concrete (Gr. 25) in Columns | m3
4 | Reinforced Cement Concrete (Gr. 25) in trench foundation of wall | m3 | 8
5 | Reinforced Cement Concrete (Gr. 25) in Ground beam. | m3 | 4.5
6 | 100mm thick Floor Concrete in Gr 25 | m2 | 35.5
Above DPC Level to 1st Floor Level
7 | Reinforced Cement Concrete (Gr. 25) in stiffener Column | m3 | 0.9
8 | Reinforced Cement Concrete (Gr. 25) in beam. | m3 | 3.4
9 | Lintels size 150x200mm in Gr. 25 cement concrete reinforced with 4Nos of 10 mm dia. tor steel bars and 8 mm mild steel stirrups @ 150mm c/c and rate shall include for reinforcement & formwork. | m
10 | Window sills, size 180x75mm in Gr.25 cement concrete reinforced with 2Nos of 12 mm dia. tor steel bars and 8mm mild steel stirrups @ 150mm c/c and rate shall include for reinforcemts & formwork. | m | 14
Page total carried to the Collection Bellow
FORM WORK
| Formwork for concrete under ground level shall be of timber for all exposed concrete, use 15mm thick plywood sheets for slab bottoms, columns | Note
| Formwork centering and moulds for concrete construction shall be of approved system to suit with the nature of this project and shall be erected true in line, levels and vertically for walls and columns and to the shapes and sizes required by the work, and shall be of suitable design and substantial and rigid construction so as to prevent deformation due to the placing and compacting of concrete and any incidental loading. All formwork and centering shall be so constructed that no grout shall leak out during concreting. | Note
| Formwork and centering shall be provided with adequate struts, braces, walling, ties and clamps so as to maintain the dimensions lines and levels shown on the drawings during the entire operation of placing and compacting the concrete and to prevent any sagging exceeding 3mm under the weight of wet concrete with any other super imposed loads which they would be subjected to during construction. | Note
| Formwork to column heads has been measured with slab and not enumerated separately. | Note
| The contractor shall provide sufficient formwork and moulds to ensure adequate progress of work and the Employer's Representative may direct the contractor to provide at contractor's expense such additional formwork and moulds as they may deem necessary if in his opinion the proper progress of the work is retarded by their absence. | Note
| Rates shall include for forming projections and chamfers. | Note
| Formwork has been measured as the net contact surface measurement between concrete and formwork. | Note
| Type of formwork shall be ply wood or steel with steel supporting system on concrete surfaces on removal of shuttering unless otherwise specified elsewhere. Rates for formwork shall include for all necessary measures to provide fine finish to the satisfaction of the Employer's Representative | Note
| The bidder shall submit the method of statement detail of his proposal for formwork system prior to the work. | Note
Using 15 mm thick plywood and Class II timber joists and props including dismantling.
Up to DPC Level
11 | For sides of Column footing, and wall foundation beams | m2 | 23
Page total carried to the Collection Bellow
12 | For sides of ground beam | m2 | 40
Form work with plywood sheet and Class II timber members including dismantling.
Above DPC Level to 1st Floor Level
13 | To side and soffits of beam | m2 | 32
14 | To sides of column | m2 | 10
REINFORCEMENTS
| The size of reinforcement bars comply BS 4449 described in the drawing or elsewhere shall be the minimum size and the rolling margin and any other tolerance shall be wholly above this size. Hooks and laps have been measured and included with the quantities for reinforcements. | Note
| All reinforcement shall be free from mill scale, dirt, oil, paint, grease or loose rust before fixing in position and shall be brushed with a stiff wire brush if so directed by the Employer's Representative | Note
| Reinforcement shall be bent cold by applying a slow even pressure on an approved type of bending apparatus. | Note
| Re-bending of incorrectly bends bars shall not be attempted. | Note
| Rates shall include for cutting, bending, fabricating, placing in position, holding and supporting including temporary fixing supports, hangers, binding wire spacers, stools and waste (Designed laps are included in quantities). | Note
| Rates shall include for working in difficult conditions. | Note
| The bidder is advised to refer the diameters of reinforcement steel to be used for this project and to be aware of the availability of relevant diameters and to price the item in the trade accordingly. | Note
High yield Steel and Mild Steel bar comply BS 4449 reinforcement in the following;
Tor steel reinforcement (to BS 4449 and characteristic strength fy = 460N/mm2)
Mild steel reinforcement (to BS 4449 and characteristic strength fy = 250N/mm2)
Page total carried to the Collection Bellow
Up to DPC Level
Tor steel reinforcements as follows
15 | Tor Steel -10mm Diameter | kg | 91
16 | Tor Steel -12mm Diameter | kg | 140
17 | Tor Steel - 16mm Diameter | kg | 330
Mild Steel reinforcement as follows
18 | Mild Steel - 8mm Diameter | kg | 120
BRC mesh fabric reinforcement ref A142 (weighing 2.2kg/m2) beneath floor bed with 6mm main and cross wires @200mm c/c and 200mm laps
19 | In ground floor slab | m2 | 35.5
DPC to Roof Level
Tor steel reinforcements as follows
20 | Tor Steel -12mm Diameter | kg | 180
21 | Tor Steel - 16mm Diameter | kg | 330
Mild Steel reinforcement as follows
22 | Mild Steel - 8mm Diameter | kg | 160
Page total carried to the Collection Bellow
COLLECTION
Total of Page 5
Total of Page 6
Total of Page 7
Total of Page 8
TOTAL FOR CONCRETE WORK CARRIED TO SUMMARY
C | MASONRY WORK
| The bidders are requested to refer General Notes, Pricing Preambles, Drawings, Specifications, Conditions of Contract, Special Conditions of Contract and all other relevant documents prior to pricing of the following items. | Note
| Rates shall include for preparation of surfaces of floor slab, columns (steel or RCC) and wall surfaces for proper bonding. | Note
| Rate to include cost for all concrete stiffener columns & stiffener beams as per specification. | Note
Block Work
Walling; Concrete blocks, BS 2028 type A, solid, dense aggregate, average compressive strength 4N/sq. mm
In Foundations
1 | 230mm thick cement sand solid block masonry cast in 1:6 cement sand mix and built with 1:4 cement sand mortar. Rate shall include for continuous curing for 7 days | m2 | 49
Ground Floor To 1st Floor Level
2 | 180mm thick cement sand solid block masonry cast in 1:6 cement sand mix and built with 1:5 cement sand mortar. Rate shall include for continuous curing for 7 days | m2 | 102
3 | 150mm thick cement sand solid block masonry cast in 1:6 cement sand mix and built with 1:5 cement sand mortar. Rate shall include for continuous curing for 7 days | m2
TOTAL FOR MASONRY WORK CARRIED TO SUMMARY
D | WATER PROOFING WORK
| The bidders are requested to refer General Notes, Pricing Preambles, Drawings, Specifications, Conditions of Contract, Special Conditions of Contract and all other relevant documents prior to pricing of the following items. | Note
| Waterproofing work to be carried out by a specialist waterproofing sub contractor. The contractor shall submit a 10 year guarantee for material and workmanship in the name of the Owner for waterproofing system in an internationally accepted format. | Note
| Contractor is supposed to furnish all technical details, samples and any other related literature available along with the quotations, to the Employer's Representative for his approva1J. | Note
| The bidder shall submit the most suitable water proofing system as specified to suit for different surfaces at location technically acceptable to the Employer's Representative | Note
| Rate shall include for complete work of water proofing including cleaning surfaces, making angle fillets at corners, necessary protective screeds, checking the area by ponding and total work required with the waterproofing system and as per the Employer's Representatives approval. | Note
| Applying of water proofing to walls up to a minimum height of 300mm from the floor. | Note
Ground Floor
1 | 1000 gauge polythene sheet as horizontal damp proof membrane under ground floor slab with fold side lapping | m2 | 36
2 | 230mm wide 20mm thick Damp-proof courses in 1:3 cement sand mortar finished with tropical High performance Felt. Rate shall include for laps at joints and angles. | m | 50
TOTAL FOR WATER PROOFING WORK CARRIED TO SUMMARY
E | ROOF
| Supply, Fabricate, apply two coats of wood preservative and erection of hard wood swan timber roof frame as per the structural details and other specifications given in the detail drawings | Note
1 | 50x150 sawn timber in truss | m | 102
2 | 50x75mm sawn timber in truss | m | 25
3 | 50x150mm swan timber wall plate | m | 18
4 | 50x75mm swan timber purlin | m | 80
5 | Supply, and fix 4mm thick mils steel plates for the timber connections of trusses. Rate shall include for apply 2 coats of anticorrosive paint. | kg | 200
6 | 12mm diameter nut and washers for timber connection of truss. Rate shall include for apply 2 coats of anticorrosive paint. | kg | 20
7 | Supply, and laying of 0.47 ZN/AL colour bond roofing sheets with necessary screws as per manufacturers recommendation. | m2 | 57
8 | Supply, and laying of 0.47 ZN/AL colour bond ridge capping (girth 600mm) with necessary screws. | m2 | 10
9 | Supply, and laying of 0.47 ZN/AL colour bond Hip capping (girth 600mm) with necessary screws. | m2
10 | Supply, and laying of 0.47 ZN/AL colour bond valley gutter (girth 600mm) with necessary screws. | m2
11 | supply and fixing of 25x225mm timer facia board (Valance board & barge board). Rate shall include for apply one coat of wood primer and 2 coats of enamel paint after preparation of the surface. | m | 32
12 | Supply, and laying of 0.47 ZN/AL colour bond Gutters (girth470mm) | m | 20
13 | Supply, and laying of 0.47 ZN/AL colour bond down pipes, 100x100mm | m | 37
TOTAL FOR ROOF WORK CARRIED TO SUMMARY
F | DOORS AND WINDOWS
ALUMINIUM WINDOWS
| Fabrication and fixing of all aluminium components shall be carried out by experienced tradesman. The Contractor shall submit particulars of aluminium fabricator to the Employer's Representative for approval. | Note
| The Contractor will be required to provide a guarantee on material and workmanship for a period of 08 years from the date of handing over of works in the form required by the Employer as binding the aluminium manufacturer and the Contractor jointly and separately. | Note
| Shop drawings for fabrication of doors, windows, fan lights and all aluminium fabrication should be submitted to Architect / Employer's Representative for approval before the fabrication. | Note
| Rates shall include for | Note
1. Glass and Glazing.
2. All necessary aluminium Furniture.
3. Preparing and submitting shop drawings.
4. Furnishing guarantee as requested by the Employer's Representative.
5. Sampling and submission of test reports to Employer's Representative.
6. Supplying and pasting sand blast sticker.
7. 4mm thick Aluminium composite cladding sheet for panelling.
| 60 - 80 microns powder coated Aluminium extrusions to be used in windows and fanlights. | Note
| 6mm thick clear glass to be used for door and window glass panels and 5mm thick 'Pinheaded' or 'Frosted glass' to be used for Fanlights. | Note
| All the aluminium extrusions, furniture, door closer and all the accessories should be approved by the Employer's Representative. | Note
| All doors, windows and fanlight shall be fixed complete as per detail drawings. | Note
Ground Floor Level
1 | Supply, fabricate and fixing of fully glazed powder coated aluminium sliding window type W01 overall size 1000mmx800mm, alternative sashes to be fixed and other alternatives to be sliding, comprising 70mm (1.6mm thick) aluminium frame with glazed panels. Complete with approved quality aluminium casement fasteners, rollers, gaskets, guides necessary accessories & another necessary to complete the work. | nr | 6
Page total carried to the Collection Bellow
2 | Supply and fix 200mmx200mm glass block as per the details of window type W2, size 2000mmx800mm and complete with making reveals, etc. | Nr | 2
3 | Supply, fabricate and fixing of fully glazed powder coated aluminium sliding window type W03 overall size 1000mmx1000mm, alternative sashes to be fixed and other alternatives to be sliding, comprising 70mm (1.6mm thick) aluminium frame with glazed panels. Complete with approved quality aluminium casement fasteners, rollers, gaskets, guides and other necessary accessories . | nr
DOORS
45mm thick hard wood, Mninga or equivalent timber single sash Panelled doors with 145x45mm hard wood timber frame, 145x45mm transom for 5mm thick fixed glazed panel on top as per the design. Rate shall include for 15mm thick architraves and finished with one coat of wood primer and 2 coats of approved colour matt enamel paint.
4 | Door Type D01, Single leaf door, overall size 900 x 2500mm. | nr | 2
5 | Door Type D02, Single leaf door, overall size 800 x 2500mm. | nr | 5
Iron Monger
In Ground Floor
6 | Supply and fix mortice type double lever door lock -UNION or equivalent |  | 2
7 | Supply and fix mortice type toilet door lock with indicator -UNION or Equivalent |  | 5
8 | Supply and fix 150x100mm heavy duty brass but hinges with necessary brass screws- Oxford or equivalent |  | 21
Page total carried to the Collection Bellow
9 | 150mm ling heavy duty brass barrel bolt with necessary brass screws- Oxford or equivalent
10 | 25 mm diameter rubber door stopper plugged and screwed to tiled floor. |  | 7
11 | Hydraulic cylinder door closer SOLEX brand or equivalent |  | 2
Page total carried to the Collection Bellow
COLLECTION
Total of Page 12
Total of Page 13
Total of Page 14
TOTAL FOR DOORS AND WINDOWS CARRIED TO SUMMARY
G | FLOOR, WALL AND CEILING FINISHES
PLASTERING
| Rates for plastering shall includes for forming doors and windows reveals. | Note
| Rates for plastering between different surfaces shall include for spandex metal lathing to avoid any cracks between different surfaces. | Note
| Rate shall include for the "V" grove to separate tile and plaster. | Note
Internal Plaster
Ground Floor
1 | 16 mm thick plaster 1:4 cement and sand mix smooth finished with minimum 1mm thick acrylic wall putty to make plane smooth surface. | m2 | 55
Wall Tiles
2 | Tiles fixed to walls with polymer based tile adhesive and grooves to be tilled with approved tile grout matching colour, at the vertical outward corner joints tile edges to be cut into 45 degree to finish 90degree corner complete all in accordance with the Employer's Representative instruction and drawings | m2 | 114
External Plaster
Below DPC level
3 | 20mm thick plinth plaster in 1:3 cement and sand mix finish smooth with colour cement grout on perimeter wall of the pavement. | m2 | 12
Ground Floor
4 | 16 mm thick plaster in 1:4 cement and sand mix finished semi rough to the walls. | m2 | 120
Floor Tiles
| The Bidders are requested to refer General Notes, Pricing Preambles, Drawings, Specifications, Conditions of Contract, Special Conditions of Contract and all other relevant documents prior to pricing of the following items. | Note
| Sample should be summited for approval of the Architect/ Employer's Representative | Note
| Rates shall include for preparation of surfaces for proper bonding. | Note
| Rate shall include for measures to provide suitable bonding between different surfaces such as concrete and brick/block surfaces as per specification. Rates shall also include for all tile specials such as corners, edges etc. | Note
Page total carried to the Collection Bellow
| Rates shall include for cutting tiles and 45 degrees chamfering at corner joints wherever necessary. | Note
| Rate for tiling shall include for providing acceptable adhesive and/or suitable cement in an approved quality which has no effect to the properties of tiles. | Note
Ground Floor
5 | Supply & laying of Non-Skid Homogeneous ceramic Floor Tiles for toilet 400mm x 400mm in size, Grade "A" and approved colour, laid on 12mm thk 1:2 cement sand bedding using polymer based tile adhesive approved by the Employer's Representative | m2 | 35.5
Ceiling Finish
6 | Supply and Fixing 6mm thick cement fiber board external ceiling fixed with 50x50mm sawn soft wood, treated with pressure impregnated preservative frame work (600x1200mm panels) hang to roof structure steadily @ 1200mm interval both ways. Rate shall include to complete with 90x13mm gypsum cornice forming curved junction at wall with approved adhesive and nails, etc. | m2 | 49
Page total carried to the Collection Bellow
COLLECTION
Total of Page 15
Total of Page 16
TOTAL FOR FLOOR, WALL AND CEILING FINISHES CARRIED TO SUMMARY
H | PAINTING AND DECORATION
| The Bidders are requested to refer Bill of Quantities, General Notes, Pricing Preambles, Drawings, Conditions of Contract, and all other relevant documents prior to pricing of the following items. | Note
| Internal painting (master pallet) shall be acrylic based emulsion in an approved manufacture (Gold Star, Sandolin or equivalent) paint and colour to suit with the environment, climate and location of this project. | Note
| External painting (master pallet) shall be exterior quality, weather shield, texture base in an approved manufacture (Gold Star, Sandolin or equivalent) paint and colour to suit with the environment, climate and location of this project. | Note
| Rate for painting shall include for painting to door and window reveals. | Note
| Colour of the paint shall be approved by Employer's representative | Note
Internal Painting
| Rate shall include for applying wall putty to smooth the surface | Note
Ground Floor
1 | Prepare plaster surfaces of wall, columns, beams and projections and apply one coat of filler and two coats of emulsion paint as per manufacture's instruction. | m2 | 55
2 | Prepare plaster surfaces of on external & internal ceiling and apply one coat of filler and two coats of emulsion paint as per manufacture's instruction. | m2 | 49
External Painting
Ground Floor
3 | Prepare plasterer surfaces of all faces of walls columns, beams and projections and apply one coat of exterior primer/sealer, two coats of weather shield paint as per manufacturer instruction. | m2 | 120
4 | Prepare surfaces of barge and facia boards and apply one coat of aluminium wood primer and two coats of approved colour enamel paint. | m2 | 32
TOTAL FOR PAINTING AND DECORATION CARRIED TO SUMMARY
J | PLUMBNG/SANITARY INSTALLATIONS
| The Bidder is requested to refer the Preamble Notes, General Notes, drawings, Specifications, Conditions of Contract, special conditions of contract and other relevant document prior to pricing of the following items. | Note
This trade include the following works:
| a.) Sanitary fittings, toilet accessories | Note
b.) Water supply
c.) External sewerage and waste water disposal (up to the nearest sewer manhole).
d). Internal drainage (up to the nearest first manhole).
| Rate shall include for insurance during handling, rehandling, transport, storage, delivery to the point of installation and until handing over. | Note
| All taps and valves shall be "PEX", or equivalent to the approval of the Employer's Representative. | Note
Supply and Install Sanitary fittings and Toilets Accessories
| All water Sanitary fittings to be in original make in an approved colours otherwise specified. | Note
| All pipes to be fixed to the soffit to be with necessary fixing accessories and pipe supports etc., to the approval of the Employer's Representative. | Note
| Rates for Flexible hose measured with fittings shall include with the rate of each item | Note
| Rate are to include for screws nails pipe hooks saddles branches sockets connection short lengths back nuts, nipples & the like & holes chasing etc. & making good in all trades & all necessary excavation & back filling. | Note
| Good quality PPR pipes shall be used for hot and cold water supply, comply with IS 15801, BS4991, BS6920. | Note
All waste water and sewer pipes shall be UPVC. Pipes & fittings shall comply with the latest BS 4514: 1984, BS 3505 & BS 4316 -1.
| Any specials water supply & drainage fittings such as bends, tees, reducers etc unless otherwise stated separately in the BOQ shall be deemed to have been included in relevant items & should accordingly be rated to include for such special fittings & for any extra works involved in the satisfactory completion of such items. | Note
Supplying & fixing American Standard or Equivalent Vitreous China floor standing wash basin (white colour) having nominal size of (575x450mm ) with universal height pedestal of floor to Rim height 825mm, over flow hole and single tap hole in centre, Rate shall include for pedestal, stainless steel flexible hose Stainless steel mixer pillar tap, 1/2" dia Chromium plated brass angle valve and wash basin fixing kit.
1 | In Ground Floor | nr | 4
Supplying & fixing, American Standard or Toto or Equivalent Vitreous china floor mounted close coupled, Water Closet (toilet) suite with wash down 6/3 litter dual flushing. Has a horizontal outlet and cistern with water inlet from bottom. Complete with Seat, Seat cover and concealed trap. Also providing bidet spray, Chromium plated brass angle valve, stainless steel flexible hose.
2 | In Ground Floor | nr | 5
| Supplying & fixing, American Standard or Toto or Equivalent Vitreous china urinal bowl push type flushing system and complete with all water supply and waste water connections. | nr | 2
3 | Mirror over basin 600mmx 600mm as specified comprising with silvered float glass mirror with slight rounded edges free from effect of wavy image French polished vitreous China clips and plugs fixed to wall sizes as per detail drawing. | nr | 4
4 | Soap tray (vitreous china) fixed to wall with fiber plugs and brass screws. | nr | 4
5 | Supplying & fixing chromium plated brass 1/2" diameter Bib Tap | nr | 5
6 | Supplying & fixing hand bidet spay | nr | 5
7 | Supplying & fixing chromium plated brass towel Rail | nr | 4
Supply and fix surface mounted stainless steel hand paper towel dispenser with paper to wall.
8 | In Ground Floor | nr | 5
Page total carried to the Collection Bellow
Cold and Hot Water Distribution System
| Rates for all pipes shall include for pipes supports, saddles, clips, screws, nails, hardware fixing, jointing, materials cutting holes, chasing in brick work, concrete etc., and making good the same in all trades and under ground piping all necessary excavation, backfilling, planking and strutting, concrete bedding and hunching, dewatering and disposal of surplus material as directed. The proposal for pipe fixing method to be submitted for prior approval of the Employer's Representative | Note
| Rates for pipes shall include for burying in ground or walls or clipping to wall and all pipe supports fixed to under side of the soffits as required and for pipe fittings such as bends, tees, "Y" junctions, reducers, inspection openings, stop ends, etc., as required. | Note
| Rate for pipes shall include for all pipe fittings and pipe hanging system. | Note
| All pipe and fittings as per Specification and standard. | Note
| Rate shall include for connecting the pipes to the existing pipes vertical stacks with all necessary specials | Note
| Rate shall include for carryout pressure test according to BS - EN-806 after completing the plumbing work | Note
Supply and lay/Fix 25 mm dia PPR Pipe with specials.
9 | In Ground Floor | m | 35
Supply and fix 25 mm dia Brass Gate valve
10 | In Ground Floor | nr | 2
Page total carried to the Collection Bellow
Waste Water Disposal System
| UPVC pipes and fittings to conform BS 4660, BS 5481, BS 4576, BS 3943, BS 4514 and BS 5255 wherever applicable to satisfy the specification and as per drawings. | Note
| Rates for all pipes to be fixed to the soffit with suitable pipe supports and with necessary fixing accessories etc., to the approval of the Employer's Representative | Note
| Rates for all piping shall include for pipe supports, saddles, clips, screws, nails, hardware fixing and jointing materials cutting holes, chasing in brick work, concrete etc., and making good the same in all treads. Rates for under-ground piping shall include for all necessary excavation and backfilling, planking and strutting, concrete bedding and disposal of surplus materials as directed. | Note
| Rates for pipes shall include for pipe supports fixed to soffits, walls or clipping to walls as required and for pipe fittings such as bends, tees, Y junctions, reducers, inspection, opening, stops ends, etc., as required. | Note
| All waste in vertical stacks shall be in suitable type to bear the pressure | Note
| Rates for all underground pipes shall include for all excavation, laid to gradient filling with selected materials and encasing the pipes with concrete as required. | Note
| uPVC pipe and fitting as per detail drawing | Note
| Rate shall include for connecting the pipes to the existing pipes vertical stacks with all necessary specials | Note
Waste water pipes
63mm dia waste pipe type 600 uPVC pipe
11 | In Ground Floor | m | 15
50mm dia waste pipe type 600 uPVC pipe
12 | In Ground Floor | m | 35
150x150mm PVC gully with stainless steel grating
13 | In Ground Floor | nr | 8
Sewer Disposal System
| Sewer disposal system has been measured up to the nearest first manhole. All work beyond the first manhole has been measured under drainage and storm water disposal trade. | Note
| Rates for pipes shall include for all pipe fittings such as bends, tees, reducers, connectors cleaning | Note
| point, etc., and inspection openings as necessary for total completion of the work. | Note
Page total carried to the Collection Bellow
| Rates for pipes shall include for fixing arrangements with clips and/or pipe supports. The bidder shall submit his proposal for pipe supports/ fixing system as per specification to the approval of the Employer's Representative | Note
| Rates for all underground pipes shall include for all excavation, laid to gradient filling with selected materials, encasing the pipes with concrete as required and laying warning tape . | Note
| Rate shall include for connecting the pipes to the existing vertical stacks with all necessary specials | Note
Sewer pipes
110mm dia sewer pipe type 600 uPVC pipe
14 | In Ground Floor | m | 25
110mm dia uPVC vent cowl fixed above roof
15 | In Second Floor | nr | 2
Page total carried to the Collection Bellow
COLLECTION
Total of Page 19
Total of Page 20
Total of Page 21
Total of Page 22
TOTAL FOR PLUMBNG / SANITARY INSTALLATIONS CARRIED TO SUMMARY
COLLECTION OF BILL NO. 9 - ABLITION FACILITY FOR STAFF -No.1
A | EXCAVATION AND EARTH WORK
B | CONCRETE WORK
C | MASONRY WORK
D | WATER PROOFING WORK
E | ROOF
F | DOORS AND WINDOWS
G | FLOOR, WALL AND CEILING FINISHES
H | PAINTING AND DECORATION
J | PLUMBNG/SANITARY INSTALLATIONS
TOTAL OF BILL NO 9 - ABLITION FACILITY FOR STAFF- No.1 CARRIED TO SUMMARY OF ABLUTION FACITITIES

## Bill 10 MHD Store
BILL NO 10 - MHD STORE
ITEM NO. | DESCRIPTION | UNIT | QTY | RATE (TZS) | AMOUNT (TZS)
A | EXCAVATION AND EARTH WORK
| The Bidders are requested to refer the General Notes, Pricing Preambles, Drawings, Specifications, Conditions of Contract, Special Conditions of Contract and all other relevant documents prior to pricing of the following items. | Note
| Rates shall include for any working space as required by the contractor. | Note
| Rates shall include for Excavating and removing roots surfaces including all metals | Note
| Dewatering and earth work supports shall not be measured separately. (Rate shall include for cost of dewatering and earth work support, if necessary) | Note
| The bidder is requested to check ground water level and soil investigation report, limitation of transport, limitation of site, conditions of the existing road for possibility of transportation of heavy equipment et1B., prior to pricing this section of work. | Note
| The contractor shall arrange and obtain necessary permission from authorities for disposal and dumping of earth. | Note
| Rates shall include for removal and disposal of any obstructions, such as artificial structure and rock boulders et1B., during excavation if encountere1C. | Note
Earthwork Support
| Rate to include the cost of Earth work supporting system to be carried out only on the instruction of the Employer's Representative depending on the nature of the soi1J. | Note
| The contractor shall design and carry out the most suitable earthwork support system capable of achieving the specified technical requirement and in consideration of ground water level, soil condition, other buildings and structures situated close to the site. The Tenderer shall submit his proposal in detail with necessary calculations, method, type of equipment/plant, propose to use and shop drawings etc., along with the bid for the approval of the Employer's Representative | Note
Filling & Compaction
Approved earth shall mean filling materials that comply to the following:
(a) The earth shall be free of vegetation, a roots, boulders, easily decomposable materials, chemicals, industrial waste, plastic etc.
(b) The maximum size of particle shall not exceed 75 m1K.
(c) The earth shall be well graded and the silt and clay (fines) content shall not be more than 25%.
(d) The standard proctor density shall be grater than 1.70 g/cm3.
Site Preparation
1 | Clearing site vegetation including top soil removing for maximum 150mm, compacting and disposal of all surplus excavated material away from the site as directed and site clearing shall be covered the area where 3000mm beyond the building. (contractor shall visit the site & assert the actual work involve) | m2 | 168
Excavation
2 | Excavation of foundation for Column / wall in any material other than rock requiring blasting depth not exceeding 1.5m. Rate shall include for compacting the bottom of excavation, part return fill to excavation and rammed, surplus disposed off site as directed. | m3 | 24
3 | Excavation for foundation in rock requiring blasting. Rate shall include for compacting the bottom of excavation, part return fill to excavation and rammed, surplus disposed off site as directe1C. | m3
Filling
4 | Approved imported hard earth (Gravel) filling including levelling, watering and compacting in 150mm layers between foundation of walls up to DPC level with 98% compaction. (Payment shall be made for compacted volume) | m3 | 36
5 | Approved available hard earth filling (selected excavated soil) including levelling, watering and compacting in 150mm layers around the building with 98% compaction. (Payment shall be made for compacted volume) | m3 | 44
6 | Approved available hard earth filling including levelling, watering and compacting in 150mm layers between foundation of walls up to DPC level with 98% compaction. (Payment shall be made for compacted volume) | m3 | 170
7 | 200mm thick hardcore filling blinded with sand (50mm Thick) to receive damp proof membrane (measured separately) | m2 | 80
| For Anti termite treatment- The chemical shall be of approved by the Employer's Representative. Aldrin 0.50% solution or other equal and approved anti-termite treatment applied at a rate of 7 litres per square metre. | Note
| The chemical to be sprayed on soil surface and injected in to the filling by drilling treated surface to be covered by polythene membrane within 24hrs of treatments | Note
Page total carried to the Collection Bellow
8 | Anti-termite treatment shall be done by a specialized sub-contractor in accordance with the manufacture's specification and to the approval of Consultant by specialize sub-contractor. It is needed to produce warrantee certificate from professional anti termite sub contractor for minimum 10 Years. | m2 | 100
Page total carried to the Collection Bellow
COLLECTION
Total of Page2
Total of Page 3
TOTAL FOR EXCAVATION AND EARTH WORK CARRIED TO SUMMARY
B | CONCRETE WORK
| The bidders are requested to refer General Notes, Pricing Preambles, Drawings, Specifications, Conditions of Contract, Special Conditions of Contract and all other relevant documents prior to pricing of the following items. | Note
| Rate shall include for depositing, handling, hoisting into position, vibrating, curing etc. and making good after removal of formwork etc. | Note
| All Concrete Works shall comply to the specifications, filled into formwork and well packed around reinforcement. | Note
| Rate shall include for supplying and laying of gauge 1000 polythene on ground, where concrete is in direct contact with ground, before pouring concrete unless other wise measured separately. | Note
| Coarse aggregate should be granite material. Metal to be used shall be granite comply to the specification. | Note
| Fine aggregate shall be river sand | Note
| Rate for concreting columns, walls shall include for kickers and cover blocks. | Note
Measurement of Slabs & Walls
| Slab concrete include that part of beam to a depth of largest adjacent slab thickness. | Note
| Concrete work related to Ramps has been measured separately and slopes have not been indicated. Slopes shall be as shown in the drawings. | Note
| Contractor shall ensure that all contacting surfaces including reinforcement dowels left out for bonding purposes is free from any organic or artificial material which can be a hindrance to achieve specified properties in the Drawings and Specifications. | Note
| Rates for lean concrete shall include for preparation of bottom of excavation prior to pouring of lean concrete. | Note
| Contractor shall ensure that the top of the lean concrete layer shall be finished semi rough for waterproofing layer. Rate for lean concrete shall include for waterproofing layer unless measured separately. | Note
| Rates for formwork shall include for control joints, isolation joints wherever specified and required according to the drawings and specifications. | Note
| Rate for concrete shall include for construction joint, isolation joint, expansion joint, with dowel bars, end cap and compressible filler with sealant on top as per drawing. | Note
| Rates for concrete shall include all necessary tests by an Authority acceptable to the Employer's Representative | Note
| Rates for concrete shall include all necessary equipment which are required for concreting. Rate shall include for continuous curing for 7 days. | Note
| Reinforcement & Form work paid for separately unless otherwise specified in the item. | Note
Up to DPC Level
Plain Cement Concrete
1 | 50mm thick plain In-situ Concrete; Nominal Grade 20, mix ratio (1:2:4) or appropriate with 20 mm aggregates wall and column foundations. | m2 | 27
Reinforced Cement Concrete
Nominal Grade 20, mix ratio (1:2:4) or appropriate
2 | Reinforced Cement Concrete (Gr.25) in Column Footing | m3 | 0
3 | Reinforced Cement Concrete (Gr. 25) in Columns | m3 | 0
4 | Reinforced Cement Concrete (Gr. 25) in trench foundation of wall | m3 | 6.2
5 | Reinforced Cement Concrete (Gr. 25) in Ground beam. | m3 | 3.5
6 | 100mm thick Floor Concrete in Gr 25 | m2 | 80
Above DPC Level to 1st Floor Level
7 | Reinforced Cement Concrete (Gr. 25) in stiffener Columns | m3 | 2
8 | Reinforced Cement Concrete (Gr. 25) in beam. | m3 | 6.2
9 | Lintels size 150x200mm in Gr. 25 cement concrete reinforced with 4Nos of 10 mm dia. tor steel bars and 8 mm mild steel stirrups @ 150mm c/c and rate shall include for reinforcement & formwork. | m
10 | Window sills, size 150x75mm in Gr.25 cement concrete reinforced with 2Nos of 12 mm dia. tor steel bars and 8mm mild steel stirrups @ 150mm c/c and rate shall include for reinforcemts & formwork. | m
Page total carried to the Collection Bellow
FORM WORK
| Formwork for concrete under ground level shall be of timber for all exposed concrete, use 15mm thick plywood sheets for slab bottoms, columns | Note
| Formwork centering and moulds for concrete construction shall be of approved system to suit with the nature of this project and shall be erected true in line, levels and vertically for walls and columns and to the shapes and sizes required by the work, and shall be of suitable design and substantial and rigid construction so as to prevent deformation due to the placing and compacting of concrete and any incidental loading. All formwork and centering shall be so constructed that no grout shall leak out during concreting. | Note
| Formwork and centering shall be provided with adequate struts, braces, walling, ties and clamps so as to maintain the dimensions lines and levels shown on the drawings during the entire operation of placing and compacting the concrete and to prevent any sagging exceeding 3mm under the weight of wet concrete with any other super imposed loads which they would be subjected to during construction. | Note
| Formwork to column heads has been measured with slab and not enumerated separately. | Note
| The contractor shall provide sufficient formwork and moulds to ensure adequate progress of work and the Employer's Representative may direct the contractor to provide at contractor's expense such additional formwork and moulds as they may deem necessary if in his opinion the proper progress of the work is retarded by their absence. | Note
| Rates shall include for forming projections and chamfers. | Note
| Formwork has been measured as the net contact surface measurement between concrete and formwork. | Note
| Type of formwork shall be ply wood or steel with steel supporting system on concrete surfaces on removal of shuttering unless otherwise specified elsewhere. Rates for formwork shall include for all necessary measures to provide fine finish to the satisfaction of the Employer's Representative | Note
| The bidder shall submit the method of statement detail of his proposal for formwork system prior to the work. | Note
Using 15 mm thick plywood and Class II timber joists and props including dismantling.
Up to DPC Level
11 | For sides of Column footing, and wall foundation beams | m2 | 17.5
Page total carried to the Collection Bellow
12 | For sides of ground beam | m2 | 30.5
Form work with plywood sheet and Class II timber members including dismantling.
Above DPC Level to 1st Floor Level
13 | To side and soffits of beam | m2 | 56
14 | To sides of column | m2 | 42
REINFORCEMENTS
| The size of reinforcement bars comply BS 4449 described in the drawing or elsewhere shall be the minimum size and the rolling margin and any other tolerance shall be wholly above this size. Hooks and laps have been measured and included with the quantities for reinforcements. | Note
| All reinforcement shall be free from mill scale, dirt, oil, paint, grease or loose rust before fixing in position and shall be brushed with a stiff wire brush if so directed by the Employer's Representative | Note
| Reinforcement shall be bent cold by applying a slow even pressure on an approved type of bending apparatus. | Note
| Re-bending of incorrectly bends bars shall not be attempted. | Note
| Rates shall include for cutting, bending, fabricating, placing in position, holding and supporting including temporary fixing supports, hangers, binding wire spacers, stools and waste (Designed laps are included in quantities). | Note
| Rates shall include for working in difficult conditions. | Note
| The bidder is advised to refer the diameters of reinforcement steel to be used for this project and to be aware of the availability of relevant diameters and to price the item in the trade accordingly. | Note
High yield Steel and Mild Steel bar comply BS 4449 reinforcement in the following;
Tor steel reinforcement (to BS 4449 and characteristic strength fy = 460N/mm2)
Mild steel reinforcement (to BS 4449 and characteristic strength fy = 250N/mm2)
Page total carried to the Collection Bellow
Up to DPC Level
Tor steel reinforcements as follows
15 | Tor Steel -10mm Diameter | kg | 75
16 | Tor Steel -12mm Diameter | kg | 135
17 | Tor Steel - 16mm Diameter | kg | 316
Mild Steel reinforcement as follows
18 | Mild Steel - 8mm Diameter | kg | 92
BRC mesh fabric reinforcement ref A142 (weighing 2.2kg/m2) beneath floor bed with 6mm main and cross wires @200mm c/c and 200mm laps
19 | In ground floor slab | m2 | 80
DPC to Roof Level
Tor steel reinforcements as follows
20 | Tor Steel - 16mm Diameter | kg | 640
Mild Steel reinforcement as follows
21 | Mild Steel - 8mm Diameter | kg | 170
Page total carried to the Collection Bellow
COLLECTION
Total of Page 5
Total of Page 6
Total of Page 7
Total of Page 8
TOTAL FOR CONCRETE WORK CARRIED TO SUMMARY
C | MASONRY WORK
| The bidders are requested to refer General Notes, Pricing Preambles, Drawings, Specifications, Conditions of Contract, Special Conditions of Contract and all other relevant documents prior to pricing of the following items. | Note
| Rates shall include for preparation of surfaces of floor slab, columns (steel or RCC) and wall surfaces for proper bonding. | Note
| Rate to include cost for all concrete stiffener columns & stiffener beams as per specification. | Note
Block Work
Walling; Concrete blocks, BS 2028 type A, solid, dense aggregate, average compressive strength 4N/sq. mm
In Foundations
1 | 230mm thick cement sand solid block masonry cast in 1:6 cement sand mix and built with 1:4 cement sand mortar. Rate shall include for continuous curing for 7 days | m2 | 36
Ground Floor To 1st Floor Level
2 | 230mm thick cement sand solid block masonry cast in 1:6 cement sand mix and built with 1:5 cement sand mortar. Rate shall include for continuous curing for 7 days | m2 | 106
3 | 150mm thick cement sand solid block masonry cast in 1:6 cement sand mix and built with 1:5 cement sand mortar. Rate shall include for continuous curing for 7 days | m2
TOTAL FOR MASONRY WORK CARRIED TO SUMMARY
D | WATER PROOFING WORK
| The bidders are requested to refer General Notes, Pricing Preambles, Drawings, Specifications, Conditions of Contract, Special Conditions of Contract and all other relevant documents prior to pricing of the following items. | Note
| Waterproofing work to be carried out by a specialist waterproofing sub contractor. The contractor shall submit a 10 year guarantee for material and workmanship in the name of the Owner for waterproofing system in an internationally accepted format. | Note
| Contractor is supposed to furnish all technical details, samples and any other related literature available along with the quotations, to the Employer's Representative for his approva1J. | Note
| The bidder shall submit the most suitable water proofing system as specified to suit for different surfaces at location technically acceptable to the Employer's Representative | Note
| Rate shall include for complete work of water proofing including cleaning surfaces, making angle fillets at corners, necessary protective screeds, checking the area by ponding and total work required with the waterproofing system and as per the Employer's Representatives approval. | Note
| Applying of water proofing to walls up to a minimum height of 300mm from the floor. | Note
Ground Floor
1 | 1000 gauge polythene sheet as horizontal damp proof membrane under ground floor slab with fold side lapping | m2 | 80
2 | 230mm wide 20mm thick Damp-proof courses in 1:3 cement sand mortar finished with tropical High performance Felt. Rate shall include for laps at joints and angles. | m | 37
TOTAL FOR WATER PROOFING WORK CARRIED TO SUMMARY
E | ROOF
| Supply, Fabricate, apply two coats of wood preservative and erection of hard wood swan timber roof frame as per the structural details and other specifications given in the detail drawings | Note
1 | 50x150 sawn timber in truss | m | 190
2 | 50x100mm sawn timber in truss | m | 70
3 | 50x150mm swan timber wall plate | m | 23
4 | 50x75mm swan timber purlin | m | 140
5 | Supply, and fix 4mm thick mils steel plates for the timber connections of trusses. Rate shall include for apply 2 coats of anticorrosive paint. | kg | 450
6 | 12mm diameter nut and washers for timber connection of truss. Rate shall include for apply 2 coats of anticorrosive paint. | kg | 150
7 | Supply, and laying of 0.47 ZN/AL colour bond roofing sheets with necessary screws as per manufacturers recommendation. | m2 | 120
8 | Supply, and laying of 0.47 ZN/AL colour bond ridge capping (girth 600mm) with necessary screws. | m2 | 11.5
9 | Supply, and laying of 0.47 ZN/AL colour bond Hip capping (girth 600mm) with necessary screws. | m2
10 | Supply, and laying of 0.47 ZN/AL colour bond valley gutter (girth 600mm) with necessary screws. | m2
11 | supply and fixing of 25x225mm timer facia board (Valance board & barge board). Rate shall include for apply one coat of wood primer and 2 coats of enamel paint after preparation of the surface. | m | 44
12 | Supply, and laying of 0.47 ZN/AL colour bond Gutters (girth470mm) | m | 23
13 | Supply, and laying of 0.47 ZN/AL colour bond down pipes, 100x100mm | m | 32
TOTAL FOR ROOF WORK CARRIED TO SUMMARY
F | DOORS AND WINDOWS
ALUMINIUM WINDOWS
| Fabrication and fixing of all aluminium components shall be carried out by experienced tradesman. The Contractor shall submit particulars of aluminium fabricator to the Employer's Representative for approval. | Note
| The Contractor will be required to provide a guarantee on material and workmanship for a period of 08 years from the date of handing over of works in the form required by the Employer as binding the aluminium manufacturer and the Contractor jointly and separately. | Note
| Shop drawings for fabrication of doors, windows, fan lights and all aluminium fabrication should be submitted to Architect / Employer's Representative for approval before the fabrication. | Note
| Rates shall include for | Note
1. Glass and Glazing.
2. All necessary aluminium Furniture.
3. Preparing and submitting shop drawings.
4. Furnishing guarantee as requested by the Employer's Representative.
5. Sampling and submission of test reports to Employer's Representative.
6. Supplying and pasting sand blast sticker.
7. 4mm thick Aluminium composite cladding sheet for panelling.
| 60 - 80 microns powder coated Aluminium extrusions to be used in windows and fanlights. | Note
| 6mm thick clear glass to be used for door and window glass panels and 5mm thick 'Pinheaded' or 'Frosted glass' to be used for Fanlights. | Note
| All the aluminium extrusions, furniture, door closer and all the accessories should be approved by the Employer's Representative. | Note
| All doors, windows and fanlight shall be fixed complete as per detail drawings. | Note
Ground Floor Level
1 | Supply, fabricate and fixing louver panel window type W1 overall size 1800mmx900mm, comprising 70mm (1.6mm thick) aluminium frame. Complete with approved quality aluminium casement fasteners, rollers, gaskets, guides necessary accessories & another necessary to complete the work. | nr | 6
Page total carried to the Collection Bellow
DOORS
45mm thick hard wood, Mninga or equivalent timber single sash Panelled doors with 145x45mm hard wood timber frame, 145x45mm transom for 5mm thick fixed glazed panel on top as per the design. Rate shall include for 15mm thick architraves and finished with one coat of wood primer and 2 coats of approved colour matt enamel paint.
2 | Door Type D1, double sash door, overall size 2500 x 2700mm. | nr | 1
Iron Monger
In Ground Floor
3 | Supply and fix mortice type double lever door lock -UNION or equivalent |  | 1
4 | Supply and fix 200x150mm heavy duty brass but hinges with necessary brass screws- Oxford or equivalent |  | 8
5 | Supply and fix mortice type toilet door lock with indicator -UNION or Equivalent
6 | 150mm ling heavy duty brass barrel bolt with necessary brass screws- Oxford or equivalent |  | 2
7 | 25 mm diameter rubber door stopper plugged and screwed to tiled floor. |  | 2
8 | Hydraulic cylinder door closer SOLEX brand or equivalent |  | 2
Page total carried to the Collection Bellow
COLLECTION
Total of Page 12
Total of Page 13
TOTAL FOR DOORS AND WINDOWS CARRIED TO SUMMARY
G | FLOOR, WALL AND CEILING FINISHES
PLASTERING
| Rates for plastering shall includes for forming doors and windows reveals. | Note
| Rates for plastering between different surfaces shall include for spandex metal lathing to avoid any cracks between different surfaces. | Note
| Rate shall include for the "V" grove to separate tile and plaster. | Note
Internal Plaster
Ground Floor
1 | 16 mm thick plaster 1:4 cement and sand mix smooth finished with minimum 1mm thick acrylic wall putty to make plane smooth surface. | m2 | 132
External Plaster
Below DPC level
2 | 20mm thick plinth plaster in 1:3 cement and sand mix finish smooth with colour cement grout on perimeter wall of the pavement. | m2 | 23
Ground Floor
3 | 16 mm thick plaster in 1:4 cement and sand mix finished semi rough to the walls. | m2 | 140
Floor Tiles
| The Bidders are requested to refer General Notes, Pricing Preambles, Drawings, Specifications, Conditions of Contract, Special Conditions of Contract and all other relevant documents prior to pricing of the following items. | Note
| Sample should be summited for approval of the Architect/ Employer's Representative | Note
| Rates shall include for preparation of surfaces for proper bonding. | Note
| Rate shall include for measures to provide suitable bonding between different surfaces such as concrete and brick/block surfaces as per specification. Rates shall also include for all tile specials such as corners, edges etc. | Note
| Rates shall include for cutting tiles and 45 degrees chamfering at corner joints wherever necessary. | Note
Page total carried to the Collection Bellow
| Rate for tiling shall include for providing acceptable adhesive and/or suitable cement in an approved quality which has no effect to the properties of tiles. | Note
Ground Floor
4 | 20mm thick, 1:3 cement and sand mix rendering on workshop area floor finish smooth with colour cement grout. | m2 | 81
5 | 150mm high, 12mm thick cement skirting 1.3 cement sand mortar finished smooth with colour cement grout. | m | 34
Ceiling Finish
6 | Supply and Fixing 6mm thick cement fiber board external ceiling fixed with 50x50mm sawn soft wood, treated with pressure impregnated preservative frame work (600x1200mm panels) hang to roof structure steadily @ 1200mm interval both ways. Rate shall include to complete with 90x13mm gypsum cornice forming curved junction at wall with approved adhesive and nails, etc. | m2 | 100
Page total carried to the Collection Bellow
COLLECTION
Total of Page 12
Total of Page 13
TOTAL FOR FLOOR, WALL AND CEILING FINISHES CARRIED TO SUMMARY
H | PAINTING AND DECORATION
| The Bidders are requested to refer Bill of Quantities, General Notes, Pricing Preambles, Drawings, Conditions of Contract, and all other relevant documents prior to pricing of the following items. | Note
| Internal painting (master pallet) shall be acrylic based emulsion in an approved manufacture (Gold Star, Sandolin or equivalent) paint and colour to suit with the environment, climate and location of this project. | Note
| External painting (master pallet) shall be exterior quality, weather shield, texture base in an approved manufacture (Gold Star, Sandolin or equivalent) paint and colour to suit with the environment, climate and location of this project. | Note
| Rate for painting shall include for painting to door and window reveals. | Note
| Colour of the paint shall be approved by Employer's representative | Note
Internal Painting
| Rate shall include for applying wall putty to smooth the surface | Note
External and Internal Painting
1 | Prepare plaster surfaces of wall, columns, beams and projections and apply one coat of filler and two coats of emulsion paint as per manufacture's instruction. | m2 | 132
2 | Prepare plasterer surfaces of all faces of walls columns, beams and projections and apply one coat of exterior primer/sealer, two coats of weather shield paint as per manufacturer instruction. | m2 | 140
3 | Prepare plaster surfaces of on external & internal ceiling and apply one coat of filler and two coats of weather shield paint as per manufacture's instruction. | m2 | 100
4 | Prepare surfaces of barge and facia boards and apply one coat of aluminium wood primer and two coats of approved colour enamel paint. | m2
TOTAL FOR PAINTING AND DECORATION CARRIED TO SUMMARY
COLLECTION OF BILL NO 10- MHD STORE
A | EXCAVATION AND EARTH WORK
B | CONCRETE WORK
C | MASONRY WORK
D | ROOF WORK
E | DOORS AND WINDOWS
F | WATER PROOFING WORK
G | FLOOR, WALL AND CEILING FINISHES
H | PAINTING AND DECORATION
TOTAL OF BILL NO 10 - MHD STORE CARRIED GRANDE SUMMARY

## Bill 11 Ablution Beneficiary
BILL NO 11 - ABLITION FACILITY FOR BENIFICIARIES AT STAGE 1 AREA
ITEM NO. | DESCRIPTION | UNIT | QTY | RATE (TZS) | AMOUNT (TZS)
A | EXCAVATION AND EARTH WORK
| The Bidders are requested to refer the General Notes, Pricing Preambles, Drawings, Specifications, Conditions of Contract, Special Conditions of Contract and all other relevant documents prior to pricing of the following items. | Note
| Rates shall include for any working space as required by the contractor. | Note
| Rates shall include for Excavating and removing roots surfaces including all metals | Note
| Dewatering and earth work supports shall not be measured separately. (Rate shall include for cost of dewatering and earth work support, if necessary) | Note
| The bidder is requested to check ground water level and soil investigation report, limitation of transport, limitation of site, conditions of the existing road for possibility of transportation of heavy equipment et1B., prior to pricing this section of work. | Note
| The contractor shall arrange and obtain necessary permission from authorities for disposal and dumping of earth. | Note
| Rates shall include for removal and disposal of any obstructions, such as artificial structure and rock boulders et1B., during excavation if encountere1C. | Note
Earthwork Support
| Rate to include the cost of Earth work supporting system to be carried out only on the instruction of the Employer's Representative depending on the nature of the soi1J. | Note
| The contractor shall design and carry out the most suitable earthwork support system capable of achieving the specified technical requirement and in consideration of ground water level, soil condition, other buildings and structures situated close to the site. The Tenderer shall submit his proposal in detail with necessary calculations, method, type of equipment/plant, propose to use and shop drawings etc., along with the bid for the approval of the Employer's Representative | Note
Filling & Compaction
Approved earth shall mean filling materials that comply to the following:
(a) The earth shall be free of vegetation, a roots, boulders, easily decomposable materials, chemicals, industrial waste, plastic etc.
(b) The maximum size of particle shall not exceed 75 m1K.
(c) The earth shall be well graded and the silt and clay (fines) content shall not be more than 25%.
(d) The standard proctor density shall be grater than 1.70 g/cm3.
Site Preparation
1 | Clearing site vegetation including top soil removing for maximum 150mm, compacting and disposal of all surplus excavated material away from the site as directed and site clearing shall be covered the area where 3000mm beyond the building. (contractor shall visit the site & assert the actual work involve) | m2 | 112
Excavation
2 | Excavation of foundation for Column / wall in any material other than rock requiring blasting depth not exceeding 1.5m. Rate shall include for compacting the bottom of excavation, part return fill to excavation and rammed, surplus disposed off site as directed. | m3 | 40
3 | Excavation for foundation in rock requiring blasting. Rate shall include for compacting the bottom of excavation, part return fill to excavation and rammed, surplus disposed off site as directe1C. | m3
Filling
4 | Approved imported hard earth (Gravel) filling including levelling, watering and compacting in 150mm layers between foundation of walls up to DPC level with 98% compaction. (Payment shall be made for compacted volume) | m3 | 22
5 | Approved available hard earth filling (selected excavated soil) including levelling, watering and compacting in 150mm layers around the building with 98% compaction. (Payment shall be made for compacted volume) | m3 | 36
6 | Approved available hard earth filling including levelling, watering and compacting in 150mm layers between foundation of walls up to DPC level with 98% compaction. (Payment shall be made for compacted volume) | m3 | 22
7 | 200mm thick hardcore filling blinded with sand (50mm Thick) to receive damp proof membrane (measured separately) | m2 | 50
| For Anti termite treatment- The chemical shall be of approved by the Employer's Representative. Aldrin 0.50% solution or other equal and approved anti-termite treatment applied at a rate of 7 litres per square metre. | Note
| The chemical to be sprayed on soil surface and injected in to the filling by drilling treated surface to be covered by polythene membrane within 24hrs of treatments | Note
Page total carried to the Collection Bellow
8 | Anti-termite treatment shall be done by a specialized sub-contractor in accordance with the manufacture's specification and to the approval of Consultant by specialize sub-contractor. It is needed to produce warrantee certificate from professional anti termite sub contractor for minimum 10 Years. | m2 | 60
Page total carried to the Collection Bellow
COLLECTION
Total of Page2
Total of Page 3
TOTAL FOR EXCAVATION AND EARTH WORK CARRIED TO SUMMARY
B | CONCRETE WORK
| The bidders are requested to refer General Notes, Pricing Preambles, Drawings, Specifications, Conditions of Contract, Special Conditions of Contract and all other relevant documents prior to pricing of the following items. | Note
| Rate shall include for depositing, handling, hoisting into position, vibrating, curing etc. and making good after removal of formwork etc. | Note
| All Concrete Works shall comply to the specifications, filled into formwork and well packed around reinforcement. | Note
| Rate shall include for supplying and laying of gauge 1000 polythene on ground, where concrete is in direct contact with ground, before pouring concrete unless other wise measured separately. | Note
| Coarse aggregate should be granite material. Metal to be used shall be granite comply to the specification. | Note
| Fine aggregate shall be river sand | Note
| Rate for concreting columns, walls shall include for kickers and cover blocks. | Note
Measurement of Slabs & Walls
| Slab concrete include that part of beam to a depth of largest adjacent slab thickness. | Note
| Concrete work related to Ramps has been measured separately and slopes have not been indicated. Slopes shall be as shown in the drawings. | Note
| Contractor shall ensure that all contacting surfaces including reinforcement dowels left out for bonding purposes is free from any organic or artificial material which can be a hindrance to achieve specified properties in the Drawings and Specifications. | Note
| Rates for lean concrete shall include for preparation of bottom of excavation prior to pouring of lean concrete. | Note
| Contractor shall ensure that the top of the lean concrete layer shall be finished semi rough for waterproofing layer. Rate for lean concrete shall include for waterproofing layer unless measured separately. | Note
| Rates for formwork shall include for control joints, isolation joints wherever specified and required according to the drawings and specifications. | Note
| Rate for concrete shall include for construction joint, isolation joint, expansion joint, with dowel bars, end cap and compressible filler with sealant on top as per drawing. | Note
| Rates for concrete shall include all necessary tests by an Authority acceptable to the Employer's Representative | Note
| Rates for concrete shall include all necessary equipment which are required for concreting. Rate shall include for continuous curing for 7 days. | Note
| Reinforcement & Form work paid for separately unless otherwise specified in the item. | Note
Up to DPC Level
Plain Cement Concrete
1 | 50mm thick plain In-situ Concrete; Nominal Grade 20, mix ratio (1:2:4) or appropriate with 20 mm aggregates wall and column foundations. | m2 | 43.5
Reinforced Cement Concrete
Nominal Grade 20, mix ratio (1:2:4) or appropriate
2 | Reinforced Cement Concrete (Gr.25) in Column Footing | m3
3 | Reinforced Cement Concrete (Gr. 25) in Columns | m3
4 | Reinforced Cement Concrete (Gr. 25) in trench foundation of wall | m3 | 10
5 | Reinforced Cement Concrete (Gr. 25) in Ground beam. | m3 | 5.8
6 | 100mm thick Floor Concrete in Gr 25 | m2 | 50
Above DPC Level to 1st Floor Level
7 | Reinforced Cement Concrete (Gr. 25) in stiffener Column | m3 | 1.2
8 | Reinforced Cement Concrete (Gr. 25) in beam. | m3 | 6.3
9 | Lintels size 150x200mm in Gr. 25 cement concrete reinforced with 4Nos of 10 mm dia. tor steel bars and 8 mm mild steel stirrups @ 150mm c/c and rate shall include for reinforcement & formwork. | m
10 | Window sills, size 180x75mm in Gr.25 cement concrete reinforced with 2Nos of 12 mm dia. tor steel bars and 8mm mild steel stirrups @ 150mm c/c and rate shall include for reinforcemts & formwork. | m | 16
Page total carried to the Collection Bellow
FORM WORK
| Formwork for concrete under ground level shall be of timber for all exposed concrete, use 15mm thick plywood sheets for slab bottoms, columns | Note
| Formwork centering and moulds for concrete construction shall be of approved system to suit with the nature of this project and shall be erected true in line, levels and vertically for walls and columns and to the shapes and sizes required by the work, and shall be of suitable design and substantial and rigid construction so as to prevent deformation due to the placing and compacting of concrete and any incidental loading. All formwork and centering shall be so constructed that no grout shall leak out during concreting. | Note
| Formwork and centering shall be provided with adequate struts, braces, walling, ties and clamps so as to maintain the dimensions lines and levels shown on the drawings during the entire operation of placing and compacting the concrete and to prevent any sagging exceeding 3mm under the weight of wet concrete with any other super imposed loads which they would be subjected to during construction. | Note
| Formwork to column heads has been measured with slab and not enumerated separately. | Note
| The contractor shall provide sufficient formwork and moulds to ensure adequate progress of work and the Employer's Representative may direct the contractor to provide at contractor's expense such additional formwork and moulds as they may deem necessary if in his opinion the proper progress of the work is retarded by their absence. | Note
| Rates shall include for forming projections and chamfers. | Note
| Formwork has been measured as the net contact surface measurement between concrete and formwork. | Note
| Type of formwork shall be ply wood or steel with steel supporting system on concrete surfaces on removal of shuttering unless otherwise specified elsewhere. Rates for formwork shall include for all necessary measures to provide fine finish to the satisfaction of the Employer's Representative | Note
| The bidder shall submit the method of statement detail of his proposal for formwork system prior to the work. | Note
Using 15 mm thick plywood and Class II timber joists and props including dismantling.
Up to DPC Level
11 | For sides of Column footing, and wall foundation beams | m2 | 29
Page total carried to the Collection Bellow
12 | For sides of ground beam | m2 | 50
Form work with plywood sheet and Class II timber members including dismantling.
Above DPC Level to 1st Floor Level
13 | To side and soffits of beam | m2 | 38
14 | To sides of column | m2 | 13
REINFORCEMENTS
| The size of reinforcement bars comply BS 4449 described in the drawing or elsewhere shall be the minimum size and the rolling margin and any other tolerance shall be wholly above this size. Hooks and laps have been measured and included with the quantities for reinforcements. | Note
| All reinforcement shall be free from mill scale, dirt, oil, paint, grease or loose rust before fixing in position and shall be brushed with a stiff wire brush if so directed by the Employer's Representative | Note
| Reinforcement shall be bent cold by applying a slow even pressure on an approved type of bending apparatus. | Note
| Re-bending of incorrectly bends bars shall not be attempted. | Note
| Rates shall include for cutting, bending, fabricating, placing in position, holding and supporting including temporary fixing supports, hangers, binding wire spacers, stools and waste (Designed laps are included in quantities). | Note
| Rates shall include for working in difficult conditions. | Note
| The bidder is advised to refer the diameters of reinforcement steel to be used for this project and to be aware of the availability of relevant diameters and to price the item in the trade accordingly. | Note
High yield Steel and Mild Steel bar comply BS 4449 reinforcement in the following;
Tor steel reinforcement (to BS 4449 and characteristic strength fy = 460N/mm2)
Mild steel reinforcement (to BS 4449 and characteristic strength fy = 250N/mm2)
Page total carried to the Collection Bellow
Up to DPC Level
Tor steel reinforcements as follows
15 | Tor Steel -10mm Diameter | kg | 120
16 | Tor Steel -12mm Diameter | kg | 172
17 | Tor Steel - 16mm Diameter | kg | 415
Mild Steel reinforcement as follows
18 | Mild Steel - 8mm Diameter | kg | 150
BRC mesh fabric reinforcement ref A142 (weighing 2.2kg/m2) beneath floor bed with 6mm main and cross wires @200mm c/c and 200mm laps
19 | In ground floor slab | m2 | 50
DPC to Roof Level
Tor steel reinforcements as follows
20 | Tor Steel -12mm Diameter | kg | 180
21 | Tor Steel - 16mm Diameter | kg | 400
Mild Steel reinforcement as follows
22 | Mild Steel - 8mm Diameter | kg | 205
Page total carried to the Collection Bellow
COLLECTION
Total of Page 5
Total of Page 6
Total of Page 7
Total of Page 8
TOTAL FOR CONCRETE WORK CARRIED TO SUMMARY
C | MASONRY WORK
| The bidders are requested to refer General Notes, Pricing Preambles, Drawings, Specifications, Conditions of Contract, Special Conditions of Contract and all other relevant documents prior to pricing of the following items. | Note
| Rates shall include for preparation of surfaces of floor slab, columns (steel or RCC) and wall surfaces for proper bonding. | Note
| Rate to include cost for all concrete stiffener columns & stiffener beams as per specification. | Note
Block Work
Walling; Concrete blocks, BS 2028 type A, solid, dense aggregate, average compressive strength 4N/sq. mm
In Foundations
1 | 230mm thick cement sand solid block masonry cast in 1:6 cement sand mix and built with 1:4 cement sand mortar. Rate shall include for continuous curing for 7 days | m2 | 62
Ground Floor To 1st Floor Level
2 | 180mm thick cement sand solid block masonry cast in 1:6 cement sand mix and built with 1:5 cement sand mortar. Rate shall include for continuous curing for 7 days | m2 | 132
3 | 150mm thick cement sand solid block masonry cast in 1:6 cement sand mix and built with 1:5 cement sand mortar. Rate shall include for continuous curing for 7 days | m2
TOTAL FOR MASONRY WORK CARRIED TO SUMMARY
D | WATER PROOFING WORK
| The bidders are requested to refer General Notes, Pricing Preambles, Drawings, Specifications, Conditions of Contract, Special Conditions of Contract and all other relevant documents prior to pricing of the following items. | Note
| Waterproofing work to be carried out by a specialist waterproofing sub contractor. The contractor shall submit a 10 year guarantee for material and workmanship in the name of the Owner for waterproofing system in an internationally accepted format. | Note
| Contractor is supposed to furnish all technical details, samples and any other related literature available along with the quotations, to the Employer's Representative for his approva1J. | Note
| The bidder shall submit the most suitable water proofing system as specified to suit for different surfaces at location technically acceptable to the Employer's Representative | Note
| Rate shall include for complete work of water proofing including cleaning surfaces, making angle fillets at corners, necessary protective screeds, checking the area by ponding and total work required with the waterproofing system and as per the Employer's Representatives approval. | Note
| Applying of water proofing to walls up to a minimum height of 300mm from the floor. | Note
Ground Floor
1 | 1000 gauge polythene sheet as horizontal damp proof membrane under ground floor slab with fold side lapping | m2 | 50
2 | 230mm wide 20mm thick Damp-proof courses in 1:3 cement sand mortar finished with tropical High performance Felt. Rate shall include for laps at joints and angles. | m | 62
TOTAL FOR WATER PROOFING WORK CARRIED TO SUMMARY
E | ROOF
| Supply, Fabricate, apply two coats of wood preservative and erection of hard wood swan timber roof frame as per the structural details and other specifications given in the detail drawings | Note
1 | 50x150 sawn timber in truss | m | 186
2 | 50x75mm sawn timber in truss | m | 63
3 | 50x150mm swan timber wall plate | m | 22
4 | 50x75mm swan timber purlin | m | 96
5 | Supply, and fix 4mm thick mils steel plates for the timber connections of trusses. Rate shall include for apply 2 coats of anticorrosive paint. | kg | 300
6 | 12mm diameter nut and washers for timber connection of truss. Rate shall include for apply 2 coats of anticorrosive paint. | kg | 30
7 | Supply, and laying of 0.47 ZN/AL colour bond roofing sheets with necessary screws as per manufacturers recommendation. | m2 | 79
8 | Supply, and laying of 0.47 ZN/AL colour bond ridge capping (girth 600mm) with necessary screws. | m2 | 12
9 | Supply, and laying of 0.47 ZN/AL colour bond Hip capping (girth 600mm) with necessary screws. | m2
10 | Supply, and laying of 0.47 ZN/AL colour bond valley gutter (girth 600mm) with necessary screws. | m2
11 | supply and fixing of 25x225mm timer facia board (Valance board & barge board). Rate shall include for apply one coat of wood primer and 2 coats of enamel paint after preparation of the surface. | m | 37
12 | Supply, and laying of 0.47 ZN/AL colour bond Gutters (girth470mm) | m | 16
13 | Supply, and laying of 0.47 ZN/AL colour bond down pipes, 100x100mm | m | 37
TOTAL FOR ROOF WORK CARRIED TO SUMMARY
F | DOORS AND WINDOWS
ALUMINIUM WINDOWS
| Fabrication and fixing of all aluminium components shall be carried out by experienced tradesman. The Contractor shall submit particulars of aluminium fabricator to the Employer's Representative for approval. | Note
| The Contractor will be required to provide a guarantee on material and workmanship for a period of 08 years from the date of handing over of works in the form required by the Employer as binding the aluminium manufacturer and the Contractor jointly and separately. | Note
| Shop drawings for fabrication of doors, windows, fan lights and all aluminium fabrication should be submitted to Architect / Employer's Representative for approval before the fabrication. | Note
| Rates shall include for | Note
1. Glass and Glazing.
2. All necessary aluminium Furniture.
3. Preparing and submitting shop drawings.
4. Furnishing guarantee as requested by the Employer's Representative.
5. Sampling and submission of test reports to Employer's Representative.
6. Supplying and pasting sand blast sticker.
7. 4mm thick Aluminium composite cladding sheet for panelling.
| 60 - 80 microns powder coated Aluminium extrusions to be used in windows and fanlights. | Note
| 6mm thick clear glass to be used for door and window glass panels and 5mm thick 'Pinheaded' or 'Frosted glass' to be used for Fanlights. | Note
| All the aluminium extrusions, furniture, door closer and all the accessories should be approved by the Employer's Representative. | Note
| All doors, windows and fanlight shall be fixed complete as per detail drawings. | Note
Ground Floor Level
1 | Supply, fabricate and fixing of fully glazed powder coated aluminium sliding window type W01 overall size 1000mmx800mm, alternative sashes to be fixed and other alternatives to be sliding, comprising 70mm (1.6mm thick) aluminium frame with glazed panels. Complete with approved quality aluminium casement fasteners, rollers, gaskets, guides necessary accessories & another necessary to complete the work. | nr | 7
Page total carried to the Collection Bellow
2 | Supply and fix 200mmx200mm glass block as per the details of window type W2, size 2000mmx800mm and complete with making reveals, etc. | Nr | 2
3 | Supply, fabricate and fixing of fully glazed powder coated aluminium sliding window type W03 overall size 1000mmx1000mm, alternative sashes to be fixed and other alternatives to be sliding, comprising 70mm (1.6mm thick) aluminium frame with glazed panels. Complete with approved quality aluminium casement fasteners, rollers, gaskets, guides and other necessary accessories . | nr
DOORS
| Supply, fabricate and fix Door type D4 double sash swing door with fixed glazed panels, Overall Size 2000mm x3150mm powder coated aluminium door with 1.6mm thick Aluminium frame & Aluminium sashes fixed with 5mm thick float glass at top. Rate shall include for necessary Stainless steel butt hinges (4nrs per sash) , SS door latch / lock, SS Door handle and complete with necessary accessories. | nr
45mm thick hard wood, Mninga or equivalent timber single sash Panelled doors with 145x45mm hard wood timber frame, 145x45mm transom for 5mm thick fixed glazed panel on top as per the design. Rate shall include for 15mm thick architraves and finished with one coat of wood primer and 2 coats of approved colour matt enamel paint.
3 | Door Type D01, Single leaf door, overall size 900 x 2500mm. | nr | 2
4 | Door Type D02, Single leaf door, overall size 800 x 2500mm. | nr | 5
5 | Door Type D03, Single leaf door, overall size 1000 x 2500mm. | nr | 1
Iron Monger
In Ground Floor
6 | Supply and fix mortice type double lever door lock -UNION or equivalent |  | 2
7 | Supply and fix mortice type toilet door lock with indicator -UNION or Equivalent |  | 6
8 | Supply and fix 150x100mm heavy duty brass but hinges with necessary brass screws- Oxford or equivalent |  | 24
Page total carried to the Collection Bellow
9 | 150mm ling heavy duty brass barrel bolt with necessary brass screws- Oxford or equivalent
10 | 25 mm diameter rubber door stopper plugged and screwed to tiled floor. |  | 8
11 | Hydraulic cylinder door closer SOLEX brand or equivalent |  | 2
Page total carried to the Collection Bellow
COLLECTION
Total of Page 12
Total of Page 13
Total of Page 14
TOTAL FOR DOORS AND WINDOWS CARRIED TO SUMMARY
G | FLOOR, WALL AND CEILING FINISHES
PLASTERING
| Rates for plastering shall includes for forming doors and windows reveals. | Note
| Rates for plastering between different surfaces shall include for spandex metal lathing to avoid any cracks between different surfaces. | Note
| Rate shall include for the "V" grove to separate tile and plaster. | Note
Internal Plaster
Ground Floor
1 | 16 mm thick plaster 1:4 cement and sand mix smooth finished with minimum 1mm thick acrylic wall putty to make plane smooth surface. | m2 | 77
Wall Tiles
2 | Tiles fixed to walls with polymer based tile adhesive and grooves to be tilled with approved tile grout matching colour, at the vertical outward corner joints tile edges to be cut into 45 degree to finish 90degree corner complete all in accordance with the Employer's Representative instruction and drawings | m2 | 160
External Plaster
Below DPC level
3 | 20mm thick plinth plaster in 1:3 cement and sand mix finish smooth with colour cement grout on perimeter wall of the pavement. | m2 | 17
Ground Floor
4 | 16 mm thick plaster in 1:4 cement and sand mix finished semi rough to the walls. | m2 | 161
Floor Tiles
| The Bidders are requested to refer General Notes, Pricing Preambles, Drawings, Specifications, Conditions of Contract, Special Conditions of Contract and all other relevant documents prior to pricing of the following items. | Note
| Sample should be summited for approval of the Architect/ Employer's Representative | Note
| Rates shall include for preparation of surfaces for proper bonding. | Note
| Rate shall include for measures to provide suitable bonding between different surfaces such as concrete and brick/block surfaces as per specification. Rates shall also include for all tile specials such as corners, edges etc. | Note
Page total carried to the Collection Bellow
| Rates shall include for cutting tiles and 45 degrees chamfering at corner joints wherever necessary. | Note
| Rate for tiling shall include for providing acceptable adhesive and/or suitable cement in an approved quality which has no effect to the properties of tiles. | Note
Ground Floor
5 | Supply & laying of Non-Skid Homogeneous ceramic Floor Tiles for toilet 400mm x 400mm in size, Grade "A" and approved colour, laid on 12mm thk 1:2 cement sand bedding using polymer based tile adhesive approved by the Employer's Representative | m2 | 50
Ceiling Finish
6 | Supply and Fixing 6mm thick cement fiber board external ceiling fixed with 50x50mm sawn soft wood, treated with pressure impregnated preservative frame work (600x1200mm panels) hang to roof structure steadily @ 1200mm interval both ways. Rate shall include to complete with 90x13mm gypsum cornice forming curved junction at wall with approved adhesive and nails, etc. | m2 | 65.5
Page total carried to the Collection Bellow
COLLECTION
Total of Page 15
Total of Page 16
TOTAL FOR FLOOR, WALL AND CEILING FINISHES CARRIED TO SUMMARY
H | PAINTING AND DECORATION
| The Bidders are requested to refer Bill of Quantities, General Notes, Pricing Preambles, Drawings, Conditions of Contract, and all other relevant documents prior to pricing of the following items. | Note
| Internal painting (master pallet) shall be acrylic based emulsion in an approved manufacture (Gold Star, Sandolin or equivalent) paint and colour to suit with the environment, climate and location of this project. | Note
| External painting (master pallet) shall be exterior quality, weather shield, texture base in an approved manufacture (Gold Star, Sandolin or equivalent) paint and colour to suit with the environment, climate and location of this project. | Note
| Rate for painting shall include for painting to door and window reveals. | Note
| Colour of the paint shall be approved by Employer's representative | Note
Internal Painting
| Rate shall include for applying wall putty to smooth the surface | Note
Ground Floor
1 | Prepare plaster surfaces of wall, columns, beams and projections and apply one coat of filler and two coats of emulsion paint as per manufacture's instruction. | m2 | 77
2 | Prepare plaster surfaces of on external & internal ceiling and apply one coat of filler and two coats of emulsion paint as per manufacture's instruction. | m2 | 65.5
External Painting
Ground Floor
3 | Prepare plasterer surfaces of all faces of walls columns, beams and projections and apply one coat of exterior primer/sealer, two coats of weather shield paint as per manufacturer instruction. | m2 | 162
4 | Prepare surfaces of barge and facia boards and apply one coat of aluminium wood primer and two coats of approved colour enamel paint. | m2
TOTAL FOR PAINTING AND DECORATION CARRIED TO SUMMARY
J | PLUMBNG/SANITARY INSTALLATIONS
| The Bidder is requested to refer the Preamble Notes, General Notes, drawings, Specifications, Conditions of Contract, special conditions of contract and other relevant document prior to pricing of the following items. | Note
This trade include the following works:
| a.) Sanitary fittings, toilet accessories | Note
b.) Water supply
c.) External sewerage and waste water disposal (up to the nearest sewer manhole).
d). Internal drainage (up to the nearest first manhole).
| Rate shall include for insurance during handling, rehandling, transport, storage, delivery to the point of installation and until handing over. | Note
| All taps and valves shall be "PEX", or equivalent to the approval of the Employer's Representative. | Note
Supply and Install Sanitary fittings and Toilets Accessories
| All water Sanitary fittings to be in original make in an approved colours otherwise specified. | Note
| All pipes to be fixed to the soffit to be with necessary fixing accessories and pipe supports etc., to the approval of the Employer's Representative. | Note
| Rates for Flexible hose measured with fittings shall include with the rate of each item | Note
| Rate are to include for screws nails pipe hooks saddles branches sockets connection short lengths back nuts, nipples & the like & holes chasing etc. & making good in all trades & all necessary excavation & back filling. | Note
| Good quality PPR pipes shall be used for hot and cold water supply, comply with IS 15801, BS4991, BS6920. | Note
All waste water and sewer pipes shall be UPVC. Pipes & fittings shall comply with the latest BS 4514: 1984, BS 3505 & BS 4316 -1.
| Any specials water supply & drainage fittings such as bends, tees, reducers etc unless otherwise stated separately in the BOQ shall be deemed to have been included in relevant items & should accordingly be rated to include for such special fittings & for any extra works involved in the satisfactory completion of such items. | Note
Sanitary Fitting for Accessible Wash Room
1 | Supplying & fixing, American Standard or Toto or Equivalent Vitreous china floor mounted close coupled, Water Closet for handicapped persons with low level flushing cistern, flush pipe double plastic seat cover, trap, etc. complete in working order. Rate shall include for necessary cold water supply and sewer connection with necessary control valves. | piece | 1
2 | Supply and fix semi-porcelain washbasin for handicapped persons, mixer tap, with plastic drain pipe, with siphon, mounted on a pedestal and complete in working order. | Nr | 1
3 | Supply and fix 750mm long flip up grab bar is made of 304 Stainless steel pipe inside, ABS material outside, with strong impact resistance, scratch resistance, as well as moisture-proof and corrosion-resistant. | Nr | 1
4 | Supply and fix 600mm long grab bar is made of 304 Stainless steel pipe inside, ABS material outside, with strong impact resistance, scratch resistance, as well as moisture-proof and corrosion-resistant. | Nr | 3
5 | Supply and fix 400mmx750mm tilted glass mirror, concealed mounting- washroom for handicapped designed for use in a standing position or when seated in a wheelchair. | Nr | 1
6 | Supply and fix toilet paper holder white steel | Nr | 1
Sanitary Fitting for other Wash Room
Supplying & fixing American Standard or Equivalent Vitreous China floor standing wash basin (white colour) having nominal size of (575x450mm ) with universal height pedestal of floor to Rim height 825mm, over flow hole and single tap hole in centre, Rate shall include for pedestal, stainless steel flexible hose Stainless steel mixer pillar tap, 1/2" dia Chromium plated brass angle valve and wash basin fixing kit.
7 | In Ground Floor | nr | 4
Page total carried to the Collection Bellow
Supplying & fixing, American Standard or Toto or Equivalent Vitreous china floor mounted close coupled, Water Closet (toilet) suite with wash down 6/3 litter dual flushing. Has a horizontal outlet and cistern with water inlet from bottom. Complete with Seat, Seat cover and concealed trap. Also providing bidet spray, Chromium plated brass angle valve, stainless steel flexible hose.
8 | In Ground Floor | nr | 5
9 | Supplying & fixing, American Standard or Toto or Equivalent Vitreous china urinal bowl push type flushing system and complete with all water supply and waste water connections. | nr | 2
Mirror over basin 600mmx 600mm as specified comprising with silvered float glass mirror with slight rounded edges free from effect of wavy image French polished vitreous China clips and plugs fixed to wall sizes as per detail drawing.
10 | In Ground Floor | nr | 4
11 | Soap tray (vitreous china) fixed to wall with fiber plugs and brass screws. | nr | 4
12 | Supplying & fixing chromium plated brass 1/2" diameter Bib Tap | nr | 6
13 | Supplying & fixing hand bidet spay | nr | 4
14 | Supplying & fixing chromium plated brass towel Rail | nr | 4
Supply and fix surface mounted stainless steel hand paper towel dispenser with paper to wall.
15 | In Ground Floor | nr | 5
Page total carried to the Collection Bellow
Cold and Hot Water Distribution System
| Rates for all pipes shall include for pipes supports, saddles, clips, screws, nails, hardware fixing, jointing, materials cutting holes, chasing in brick work, concrete etc., and making good the same in all trades and under ground piping all necessary excavation, backfilling, planking and strutting, concrete bedding and hunching, dewatering and disposal of surplus material as directed. The proposal for pipe fixing method to be submitted for prior approval of the Employer's Representative | Note
| Rates for pipes shall include for burying in ground or walls or clipping to wall and all pipe supports fixed to under side of the soffits as required and for pipe fittings such as bends, tees, "Y" junctions, reducers, inspection openings, stop ends, etc., as required. | Note
| Rate for pipes shall include for all pipe fittings and pipe hanging system. | Note
| All pipe and fittings as per Specification and standard. | Note
| Rate shall include for connecting the pipes to the existing pipes vertical stacks with all necessary specials | Note
| Rate shall include for carryout pressure test according to BS - EN-806 after completing the plumbing work | Note
Supply and lay/Fix 25 mm dia PPR Pipe with specials.
16 | In Ground Floor | m | 40
Supply and fix 25 mm dia Brass Gate valve
17 | In Ground Floor | nr | 2
Waste Water Disposal System
| UPVC pipes and fittings to conform BS 4660, BS 5481, BS 4576, BS 3943, BS 4514 and BS 5255 wherever applicable to satisfy the specification and as per drawings. | Note
| Rates for all pipes to be fixed to the soffit with suitable pipe supports and with necessary fixing accessories etc., to the approval of the Employer's Representative | Note
| Rates for all piping shall include for pipe supports, saddles, clips, screws, nails, hardware fixing and jointing materials cutting holes, chasing in brick work, concrete etc., and making good the same in all treads. Rates for under-ground piping shall include for all necessary excavation and backfilling, planking and strutting, concrete bedding and disposal of surplus materials as directed. | Note
Page total carried to the Collection Bellow
| Rates for pipes shall include for pipe supports fixed to soffits, walls or clipping to walls as required and for pipe fittings such as bends, tees, Y junctions, reducers, inspection, opening, stops ends, etc., as required. | Note
| All waste in vertical stacks shall be in suitable type to bear the pressure | Note
| Rates for all underground pipes shall include for all excavation, laid to gradient filling with selected materials and encasing the pipes with concrete as required. | Note
| uPVC pipe and fitting as per detail drawing | Note
| Rate shall include for connecting the pipes to the existing pipes vertical stacks with all necessary specials | Note
Waste water pipes
63mm dia waste pipe type 600 uPVC pipe
18 | In Ground Floor | m | 15
50mm dia waste pipe type 600 uPVC pipe
19 | In Ground Floor | m | 40
150x150mm PVC gully with stainless steel grating
20 | In Ground Floor | nr | 9
Sewer Disposal System
| Sewer disposal system has been measured up to the nearest first manhole. All work beyond the first manhole has been measured under drainage and storm water disposal trade. | Note
| Rates for pipes shall include for all pipe fittings such as bends, tees, reducers, connectors cleaning | Note
| point, etc., and inspection openings as necessary for total completion of the work. | Note
| Rates for pipes shall include for fixing arrangements with clips and/or pipe supports. The bidder shall submit his proposal for pipe supports/ fixing system as per specification to the approval of the Employer's Representative | Note
| Rates for all underground pipes shall include for all excavation, laid to gradient filling with selected materials, encasing the pipes with concrete as required and laying warning tape . | Note
| Rate shall include for connecting the pipes to the existing vertical stacks with all necessary specials | Note
Page total carried to the Collection Bellow
Sewer pipes
110mm dia sewer pipe type 600 uPVC pipe
21 | In Ground Floor | m | 30
110mm dia uPVC vent cowl fixed above roof
22 | In Second Floor | nr | 1
Page total carried to the Collection Bellow
COLLECTION
Total of Page 19
Total of Page 20
Total of Page 21
Total of Page 22
Total of Page 23
TOTAL FOR PLUMBNG / SANITARY INSTALLATIONS CARRIED TO SUMMARY
COLLECTION OF BILL NO. 11 - ABLITION FACILITY FOR BENIFICIARIES AT STAGE 1 AREA
A | EXCAVATION AND EARTH WORK
B | CONCRETE WORK
C | MASONRY WORK
D | WATER PROOFING WORK
E | ROOF
F | DOORS AND WINDOWS
G | FLOOR, WALL AND CEILING FINISHES
H | PAINTING AND DECORATION
J | PLUMBNG/SANITARY INSTALLATIONS
TOTAL OF BILL NO 11 - ABLITION FACILITY FOR BENIFICIARIES CARRIED TO SUMMARY OF ABLUTION FACITITIES

## Bill 12 Vaccination
BILL NO 12- VACCINATION
ITEM NO. | DESCRIPTION | UNIT | QTY | RATE (TZS) | AMOUNT (TZS)
1B | EXCAVATION AND EARTH WORK
| The Bidders are requested to refer the General Notes, Pricing Preambles, Drawings, Specifications, Conditions of Contract, Special Conditions of Contract and all other relevant documents prior to pricing of the following items. | Note
| Rates shall include for any working space as required by the contractor. | Note
| Rates shall include for Excavating and removing roots surfaces including all metals | Note
| Dewatering and earth work supports shall not be measured separately. (Rate shall include for cost of dewatering and earth work support, if necessary) | Note
| The bidder is requested to check ground water level and soil investigation report, limitation of transport, limitation of site, conditions of the existing road for possibility of transportation of heavy equipment et1B., prior to pricing this section of work. | Note
| The contractor shall arrange and obtain necessary permission from authorities for disposal and dumping of earth. | Note
| Rates shall include for removal and disposal of any obstructions, such as artificial structure and rock boulders et1B., during excavation if encountere1C. | Note
Earthwork Support
| Rate to include the cost of Earth work supporting system to be carried out only on the instruction of the Employer's Representative depending on the nature of the soi1J. | Note
| The contractor shall design and carry out the most suitable earthwork support system capable of achieving the specified technical requirement and in consideration of ground water level, soil condition, other buildings and structures situated close to the site. The Tenderer shall submit his proposal in detail with necessary calculations, method, type of equipment/plant, propose to use and shop drawings etc., along with the bid for the approval of the Employer's Representative | Note
Filling & Compaction
Approved earth shall mean filling materials that comply to the following:
(a) The earth shall be free of vegetation, a roots, boulders, easily decomposable materials, chemicals, industrial waste, plastic etc.
(b) The maximum size of particle shall not exceed 75 mm.
(c) The earth shall be well graded and the silt and clay (fines) content shall not be more than 25%.
(d) The standard proctor density shall be grater than 1.70 g/cm3.
Site Preparation
1 | Clearing site vegetation including top soil removing for maximum 150mm, compacting and disposal of all surplus excavated material away from the site as directed and site clearing shall be covered the area where 3000mm beyond the building. (contractor shall visit the site & assert the actual work involve) | m2 | 150
2 | Dismantling and demolition of concrete and masonry foundations, concrete floor, pipe columns, roof of the corridor and remove the debris. | m3 | 5
Excavation
3 | Excavation of foundation for Column / wall in any material other than rock requiring blasting depth not exceeding 1.5m. Rate shall include for compacting the bottom of excavation, part return fill to excavation and rammed, surplus disposed off site as directed. | m3 | 39
Filling
4 | Approved imported hard earth (Gravel) filling including levelling, watering and compacting in 150mm layers between foundation of walls up to DPC level with 98% compaction. (Payment shall be made for compacted volume) | m3 | 40
5 | Approved available hard earth filling (selected excavated soil) including levelling, watering and compacting in 150mm layers around the building with 98% compaction. (Payment shall be made for compacted volume) | m3 | 25
6 | Approved available hard earth filling including levelling, watering and compacting in 150mm layers between foundation of walls up to DPC level with 98% compaction. (Payment shall be made for compacted volume) | m3 | 40
7 | 200mm thick hardcore filling blinded with sand (50mm Thick) to receive damp proof membrane (measured separately) | m2 | 89
| For Anti termite treatment- The chemical shall be of approved by the Employer's Representative. Aldrin 0.50% solution or other equal and approved anti-termite treatment applied at a rate of 7 litres per square metre. | Note
| The chemical to be sprayed on soil surface and injected in to the filling by drilling treated surface to be covered by polythene membrane within 24hrs of treatments | Note
Page total carried to the Collection Bellow
8 | Anti-termite treatment shall be done by a specialized sub-contractor in accordance with the manufacture's specification and to the approval of Consultant by specialize sub-contractor. It is needed to produce warrantee certificate from professional anti termite sub contractor for minimum 10 Years. | m2 | 120
Page total carried to the Collection Bellow
COLLECTION
Total of Page2
Total of Page 3
TOTAL FOR EXCAVATION AND EARTH WORK CARRIED TO SUMMARY
B | CONCRETE WORK
| The bidders are requested to refer General Notes, Pricing Preambles, Drawings, Specifications, Conditions of Contract, Special Conditions of Contract and all other relevant documents prior to pricing of the following items. | Note
| Rate shall include for depositing, handling, hoisting into position, vibrating, curing etc. and making good after removal of formwork etc. | Note
| All Concrete Works shall comply to the specifications, filled into formwork and well packed around reinforcement. | Note
| Rate shall include for supplying and laying of gauge 1000 polythene on ground, where concrete is in direct contact with ground, before pouring concrete unless other wise measured separately. | Note
| Coarse aggregate should be granite material. Metal to be used shall be granite comply to the specification. | Note
| Fine aggregate shall be river sand | Note
| Rate for concreting columns, walls shall include for kickers and cover blocks. | Note
Measurement of Slabs & Walls
| Slab concrete include that part of beam to a depth of largest adjacent slab thickness. | Note
| Concrete work related to Ramps has been measured separately and slopes have not been indicated. Slopes shall be as shown in the drawings. | Note
| Contractor shall ensure that all contacting surfaces including reinforcement dowels left out for bonding purposes is free from any organic or artificial material which can be a hindrance to achieve specified properties in the Drawings and Specifications. | Note
| Rates for lean concrete shall include for preparation of bottom of excavation prior to pouring of lean concrete. | Note
| Contractor shall ensure that the top of the lean concrete layer shall be finished semi rough for waterproofing layer. Rate for lean concrete shall include for waterproofing layer unless measured separately. | Note
| Rates for formwork shall include for control joints, isolation joints wherever specified and required according to the drawings and specifications. | Note
| Rate for concrete shall include for construction joint, isolation joint, expansion joint, with dowel bars, end cap and compressible filler with sealant on top as per drawing. | Note
| Rates for concrete shall include all necessary tests by an Authority acceptable to the Employer's Representative | Note
| Rates for concrete shall include all necessary equipment which are required for concreting. Rate shall include for continuous curing for 7 days. | Note
| Reinforcement & Form work paid for separately unless otherwise specified in the item. | Note
Up to DPC Level
Plain Cement Concrete
1 | Plain concrete in steps, nominal Grade 15, mix ratio 1:2:4 (25mm) or appropriate. | m3 | 1.5
2 | 50mm thick plain In-situ Concrete; Nominal Grade 20, mix ratio (1:2:4) or appropriate with 20 mm aggregates wall and column foundations. | m2 | 62
Reinforced Cement Concrete
Nominal Grade 20, mix ratio (1:2:4) or appropriate
3 | Reinforced Cement Concrete (Gr.25) in Column Footing | m3 | 1.7
4 | Reinforced Cement Concrete (Gr. 25) in Columns | m3 | 0.4
5 | Reinforced Cement Concrete (Gr. 25) in trench foundation of wall | m3 | 14
6 | Reinforced Cement Concrete (Gr. 25) in Ground beam. | m3 | 2.5
7 | 100mm thick Floor Concrete in Gr 25 | m2 | 89
Above DPC Level to 1st Floor Level
8 | Reinforced Cement Concrete (Gr. 25) in stiffener Column | m3 | 0.7
9 | Reinforced Cement Concrete (Gr. 25) in beam. | m3 | 1.6
10 | Lintels size 150x200mm in Gr. 25 cement concrete reinforced with 4Nos of 10 mm dia. tor steel bars and 8 mm mild steel stirrups @ 150mm c/c and rate shall include for reinforcement & formwork. | m
11 | Window sills, size 180x75mm in Gr.25 cement concrete reinforced with 2Nos of 12 mm dia. tor steel bars and 8mm mild steel stirrups @ 150mm c/c and rate shall include for reinforcemts & formwork. | m | 10
Page total carried to the Collection Bellow
FORM WORK
| Formwork for concrete under ground level shall be of timber for all exposed concrete, use 15mm thick plywood sheets for slab bottoms, columns | Note
| Formwork centering and moulds for concrete construction shall be of approved system to suit with the nature of this project and shall be erected true in line, levels and vertically for walls and columns and to the shapes and sizes required by the work, and shall be of suitable design and substantial and rigid construction so as to prevent deformation due to the placing and compacting of concrete and any incidental loading. All formwork and centering shall be so constructed that no grout shall leak out during concreting. | Note
| Formwork and centering shall be provided with adequate struts, braces, walling, ties and clamps so as to maintain the dimensions lines and levels shown on the drawings during the entire operation of placing and compacting the concrete and to prevent any sagging exceeding 3mm under the weight of wet concrete with any other super imposed loads which they would be subjected to during construction. | Note
| Formwork to column heads has been measured with slab and not enumerated separately. | Note
| The contractor shall provide sufficient formwork and moulds to ensure adequate progress of work and the Employer's Representative may direct the contractor to provide at contractor's expense such additional formwork and moulds as they may deem necessary if in his opinion the proper progress of the work is retarded by their absence. | Note
| Rates shall include for forming projections and chamfers. | Note
| Formwork has been measured as the net contact surface measurement between concrete and formwork. | Note
| Type of formwork shall be ply wood or steel with steel supporting system on concrete surfaces on removal of shuttering unless otherwise specified elsewhere. Rates for formwork shall include for all necessary measures to provide fine finish to the satisfaction of the Employer's Representative | Note
| The bidder shall submit the method of statement detail of his proposal for formwork system prior to the work. | Note
Using 15 mm thick plywood and Class II timber joists and props including dismantling.
Up to DPC Level
12 | For sides of Column footing, and wall foundation beams | m2 | 52
Page total carried to the Collection Bellow
13 | For sides of ground beam | m2 | 71
Form work with plywood sheet and Class II timber members including dismantling.
Above DPC Level to 1st Floor Level
14 | To side and soffits of beam | m2 | 18
15 | To sides of column | m2 | 8
REINFORCEMENTS
| The size of reinforcement bars comply BS 4449 described in the drawing or elsewhere shall be the minimum size and the rolling margin and any other tolerance shall be wholly above this size. Hooks and laps have been measured and included with the quantities for reinforcements. | Note
| All reinforcement shall be free from mill scale, dirt, oil, paint, grease or loose rust before fixing in position and shall be brushed with a stiff wire brush if so directed by the Employer's Representative | Note
| Reinforcement shall be bent cold by applying a slow even pressure on an approved type of bending apparatus. | Note
| Re-bending of incorrectly bends bars shall not be attempted. | Note
| Rates shall include for cutting, bending, fabricating, placing in position, holding and supporting including temporary fixing supports, hangers, binding wire spacers, stools and waste (Designed laps are included in quantities). | Note
| Rates shall include for working in difficult conditions. | Note
| The bidder is advised to refer the diameters of reinforcement steel to be used for this project and to be aware of the availability of relevant diameters and to price the item in the trade accordingly. | Note
High yield Steel and Mild Steel bar comply BS 4449 reinforcement in the following;
Tor steel reinforcement (to BS 4449 and characteristic strength fy = 460N/mm2)
Mild steel reinforcement (to BS 4449 and characteristic strength fy = 250N/mm2)
Page total carried to the Collection Bellow
Up to DPC Level
Tor steel reinforcements as follows
16 | Tor Steel -10mm Diameter | kg | 170
17 | Tor Steel -12mm Diameter | kg | 250
18 | Tor Steel - 16mm Diameter | kg | 620
Mild Steel reinforcement as follows
19 | Mild Steel - 8mm Diameter | kg | 240
BRC mesh fabric reinforcement ref A142 (weighing 2.2kg/m2) beneath floor bed with 6mm main and cross wires @200mm c/c and 200mm laps
20 | In ground floor slab | m2 | 89
DPC to Roof Level
Tor steel reinforcements as follows
21 | Tor Steel -12mm Diameter | kg | 300
22 | Tor Steel - 16mm Diameter | kg
Mild Steel reinforcement as follows
23 | Mild Steel - 8mm Diameter | kg | 170
24 | 100mm diameter 4mm thick CHS steel column anchored into column up to the depth 300mm. Rate shall include for apply one coat of anticorrosive paint and 2 coats of enamel paint. | m | 24
Page total carried to the Collection Bellow
COLLECTION
Total of Page 6
Total of Page 7
Total of Page 8
Total of Page 9
TOTAL FOR CONCRETE WORK CARRIED TO SUMMARY
C | MASONRY WORK
| The bidders are requested to refer General Notes, Pricing Preambles, Drawings, Specifications, Conditions of Contract, Special Conditions of Contract and all other relevant documents prior to pricing of the following items. | Note
| Rates shall include for preparation of surfaces of floor slab, columns (steel or RCC) and wall surfaces for proper bonding. | Note
| Rate to include cost for all concrete stiffener columns & stiffener beams as per specification. | Note
Block Work
Walling; Concrete blocks, BS 2028 type A, solid, dense aggregate, average compressive strength 4N/sq. mm
In Foundations
1 | 230mm thick cement sand solid block masonry cast in 1:6 cement sand mix and built with 1:4 cement sand mortar. Rate shall include for continuous curing for 7 days | m2 | 71
Ground Floor To 1st Floor Level
Brick work
Approved quality common clay burnt bricks bedded and jointed in cement mortar (1:5)
2 | 180mm thick cement sand brick masonry cast in 1:6 cement sand mix and built with 1:5 cement sand mortar. Rate shall include for continuous curing for 7 days | m2 | 33
TOTAL FOR MASONRY WORK CARRIED TO SUMMARY
D | WATER PROOFING WORK
| The bidders are requested to refer General Notes, Pricing Preambles, Drawings, Specifications, Conditions of Contract, Special Conditions of Contract and all other relevant documents prior to pricing of the following items. | Note
| Waterproofing work to be carried out by a specialist waterproofing sub contractor. The contractor shall submit a 10 year guarantee for material and workmanship in the name of the Owner for waterproofing system in an internationally accepted format. | Note
| Contractor is supposed to furnish all technical details, samples and any other related literature available along with the quotations, to the Employer's Representative for his approva1J. | Note
| The bidder shall submit the most suitable water proofing system as specified to suit for different surfaces at location technically acceptable to the Employer's Representative | Note
| Rate shall include for complete work of water proofing including cleaning surfaces, making angle fillets at corners, necessary protective screeds, checking the area by ponding and total work required with the waterproofing system and as per the Employer's Representatives approval. | Note
| Applying of water proofing to walls up to a minimum height of 300mm from the floor. | Note
Ground Floor
1 | 1000 gauge polythene sheet as horizontal damp proof membrane under ground floor slab with fold side lapping | m2 | 89
2 | 230mm wide 20mm thick Damp-proof courses in 1:3 cement sand mortar finished with tropical High performance Felt. Rate shall include for laps at joints and angles. | m | 64
TOTAL FOR WATER PROOFING WORK CARRIED TO SUMMARY
E | ROOF
| Supply, Fabricate, apply two coats of wood preservative and erection of hard wood swan timber roof frame as per the structural details and other specifications given in the detail drawings | Note
1 | 50x150 sawn timber in truss | m | 160
2 | 50x100mm sawn timber in truss | m | 43
3 | 50x150mm swan timber wall plate | m | 33
4 | 50x75mm swan timber purlin | m | 124
5 | Supply, and fix 4mm thick mils steel plates for the timber connections of trusses. Rate shall include for apply 2 coats of anticorrosive paint. | kg | 250
6 | 12mm diameter nut and washers, ties for timber connection of truss. Rate shall include for apply 2 coats of anticorrosive paint. | kg | 20
7 | Supply, and laying of 0.47 ZN/AL colour bond roofing sheets with necessary screws as per manufacturers recommendation. | m2 | 102
8 | Supply, and laying of 0.47 ZN/AL colour bond ridge capping (girth 600mm) with necessary screws. | m2 | 13
9 | Supply, and laying of 0.47 ZN/AL colour bond Hip capping (girth 600mm) with necessary screws. | m2 | 6
10 | Supply, and laying of 0.47 ZN/AL colour bond valley gutter (girth 600mm) with necessary screws. | m2 | 4
11 | supply and fixing of 25x225mm timer facia board (Valance board & barge board). Rate shall include for apply one coat of wood primer and 2 coats of enamel paint after preparation of the surface. | m | 38
12 | Supply, and laying of 0.47 ZN/AL colour bond Gutters (girth470mm) | m | 38
13 | Supply, and laying of 0.47 ZN/AL colour bond down pipes, 100x100mm | m | 24
14 | Supply, Fabricate and erect the 0.47mm thick Colourbond ZnAl sheet canopy roof at the entrance with 38mm diameter, 3mm thick GI pipe rafters and 38x38x4mm angle iron purlins as per the drawing. Rate shall include for apply 2 costs of anticorrosive paint and two coats of enamel paint on all steel work after cleaning of the surface. All necessary steel plates, angle irons, bolts and unt paid separately. | m2 | 22
TOTAL FOR ROOF WORK CARRIED TO SUMMARY
F | DOORS AND WINDOWS
ALUMINIUM WINDOWS
| Fabrication and fixing of all aluminium components shall be carried out by experienced tradesman. The Contractor shall submit particulars of aluminium fabricator to the Employer's Representative for approval. | Note
| The Contractor will be required to provide a guarantee on material and workmanship for a period of 08 years from the date of handing over of works in the form required by the Employer as binding the aluminium manufacturer and the Contractor jointly and separately. | Note
| Shop drawings for fabrication of doors, windows, fan lights and all aluminium fabrication should be submitted to Architect / Employer's Representative for approval before the fabrication. | Note
| Rates shall include for | Note
1. Glass and Glazing.
2. All necessary aluminium Furniture.
3. Preparing and submitting shop drawings.
4. Furnishing guarantee as requested by the Employer's Representative.
5. Sampling and submission of test reports to Employer's Representative.
6. Supplying and pasting sand blast sticker.
7. 4mm thick Aluminium composite cladding sheet for panelling.
| 60 - 80 microns powder coated Aluminium extrusions to be used in windows and fanlights. | Note
| 6mm thick clear glass to be used for door and window glass panels and 5mm thick 'Pinheaded' or 'Frosted glass' to be used for Fanlights. | Note
| All the aluminium extrusions, furniture, door closer and all the accessories should be approved by the Employer's Representative. | Note
| All doors, windows and fanlight shall be fixed complete as per detail drawings. | Note
Ground Floor Level
1 | Supply, fabricate and fixing of fully glazed powder coated aluminium sliding window type W01 overall size 2500mmx1700mm, alternative sashes to be fixed and other alternatives to be sliding, comprising 70mm (1.6mm thick) aluminium frame with glazed panels. Complete with approved quality aluminium casement fasteners, rollers, gaskets, guides necessary accessories & another necessary to complete the work. | nr | 3
Page total carried to the Collection Bellow
2 | Supply, fabricate and fixing of fully glazed powder coated aluminium sliding window type W2 overall size 800mmx900mm, alternative sashes to be fixed and other alternatives to be sliding, comprising 70mm (1.6mm thick) aluminium frame with glazed panels. Complete with approved quality aluminium casement fasteners, rollers, gaskets, guides necessary accessories & another necessary to complete the work. | nr | 3
DOORS
45mm thick hard wood, Mninga or equivalent timber single sash Panelled doors with 145x45mm hard wood timber frame, 145x45mm transom for 5mm thick fixed glazed panel on top as per the design. Rate shall include for 15mm thick architraves and finished with one coat of wood primer and 2 coats of approved colour matt enamel paint.
3 | Door Type D01, Single leaf door, overall size 900 x 2500mm. | nr | 1
4 | Door Type D02, Single leaf door, overall size 900 x 2500mm. | nr | 1
5 | Door Type D03, Single leaf door, overall size 800 x 2500mm. | nr | 1
Aluminium Swing Door
6 | Supply fabricate and fix Door Type D04, Single leaf glazed aluminium door, overall size 900 x 2500mm with all accessories including lock | nr | 1
Iron Monger
In Ground Floor
7 | Supply and fix mortice type double lever door lock -UNION or equivalent |  | 2
8 | Supply and fix 150x100mm heavy duty brass but hinges with necessary brass screws- Oxford or equivalent |  | 9
9 | Supply and fix mortice type toilet door lock with indicator -UNION or Equivalent |  | 2
10 | 150mm ling heavy duty brass barrel bolt with necessary brass screws- Oxford or equivalent |  | 4
11 | 25 mm diameter rubber door stopper plugged and screwed to tiled floor. |  | 3
12 | Hydraulic cylinder door closer SOLEX brand or equivalent |  | 2
Page total carried to the Collection Bellow
COLLECTION
Total of Page 12
Total of Page 13
TOTAL FOR DOORS AND WINDOWS CARRIED TO SUMMARY
G | FLOOR, WALL AND CEILING FINISHES
PLASTERING
| Rates for plastering shall includes for forming doors and windows reveals. | Note
| Rates for plastering between different surfaces shall include for spandex metal lathing to avoid any cracks between different surfaces. | Note
| Rate shall include for the "V" grove to separate tile and plaster. | Note
Internal Plaster
1 | 16 mm thick plaster 1:4 cement and sand mix smooth finished with minimum 1mm thick acrylic wall putty to make plane smooth surface. | m2 | 130
2 | Supply and fixing of 200mmX300mm glazed ceramic wall tiles approved made using polymer based tile adhesive approved by the Employer's Representative on Cement Plastered walls in toilets | m2 | 10.9
External Plaster
Below DPC level
3 | 20mm thick plinth plaster in 1:3 cement and sand mix finish smooth with colour cement grout on perimeter wall of the pavement. | m2 | 15
Ground Floor
4 | 16 mm thick plaster in 1:4 cement and sand mix finished semi rough to the walls. | m2 | 85
Floor Tiles
| The Bidders are requested to refer General Notes, Pricing Preambles, Drawings, Specifications, Conditions of Contract, Special Conditions of Contract and all other relevant documents prior to pricing of the following items. | Note
| Sample should be summited for approval of the Architect/ Employer's Representative | Note
| Rates shall include for preparation of surfaces for proper bonding. | Note
| Rate shall include for measures to provide suitable bonding between different surfaces such as concrete and brick/block surfaces as per specification. Rates shall also include for all tile specials such as corners, edges etc. | Note
| Rates shall include for cutting tiles and 45 degrees chamfering at corner joints wherever necessary. | Note
Page total carried to the Collection Bellow
Ground Floor
5 | Supply & lay Matt Homogeneous porcelain Floor Tiles 600mm x 600mm in size, Grade "A" and approved colour, laid on 12mm thk 1:2 cement sand bedding using polymer based tile adhesive approved by the Employer's Representative | m2 | 59
6 | Supply & lay Matt Homogeneous porcelain Floor Tiles on 150mm high skirting with 600mm x 600mm in size, Grade "A" and approved colour, laid on 12mm thk 1:2 cement sand bedding using polymer based tile adhesive approved by the Employer's Representative | m2 | 53
7 | Supply & laying of Non-Skid Homogeneous ceramic Floor Tiles for toilet 400mm x 400mm in size, Grade "A" and approved colour, laid on 12mm thk 1:2 cement sand bedding using polymer based tile adhesive approved by the Employer's Representative | m2 | 2.5
Ceiling Finish
Ground Floor
8 | Supply and Fixing 6mm thick cement fiber board external and Internal ceiling fixed with 50x50mm sawn soft wood, treated with pressure impregnated preservative frame work (600x1200mm panels) hang to roof structure steadily @ 1200mm interval both ways. Rate shall include to complete with 90x13mm gypsum cornice forming curved junction at wall with approved adhesive and nails, etc. | m2 | 73
Page total carried to the Collection Bellow
COLLECTION
Total of Page 14
Total of Page 15
TOTAL FOR FLOOR, WALL AND CEILING FINISHES CARRIED TO SUMMARY
H | PAINTING AND DECORATION
| The Bidders are requested to refer Bill of Quantities, General Notes, Pricing Preambles, Drawings, Conditions of Contract, and all other relevant documents prior to pricing of the following items. | Note
| Internal painting (master pallet) shall be acrylic based emulsion in an approved manufacture (Gold Star, Sandolin or equivalent) paint and colour to suit with the environment, climate and location of this project. | Note
| External painting (master pallet) shall be exterior quality, weather shield, texture base in an approved manufacture (Gold Star, Sandolin or equivalent) paint and colour to suit with the environment, climate and location of this project. | Note
| Rate for painting shall include for painting to door and window reveals. | Note
| Colour of the paint shall be approved by Employer's representative | Note
Internal Painting
| Rate shall include for applying wall putty to smooth the surface | Note
Ground Floor
1 | Prepare plaster surfaces of wall, columns, beams and projections and apply one coat of filler and two coats of emulsion paint as per manufacture's instruction. | m2 | 130
2 | Prepare plaster surfaces of on external & internal ceiling and apply one coat of filler and two coats of emulsion paint as per manufacture's instruction. | m2 | 73
External Painting
Ground Floor
3 | Prepare plasterer surfaces of all faces of walls columns, beams and projections and apply one coat of exterior primer/sealer, two coats of weather shield paint as per manufacturer instruction. | m2 | 85
4 | Prepare surfaces of barge and facia boards and apply one coat of aluminium wood primer and two coats of approved colour enamel paint. | m2
TOTAL FOR PAINTING AND DECORATION CARRIED TO SUMMARY
J | PLUMBNG/SANITARY INSTALLATIONS
| The Bidder is requested to refer the Preamble Notes, General Notes, drawings, Specifications, Conditions of Contract, special conditions of contract and other relevant document prior to pricing of the following items. | Note
This trade include the following works:
| a.) Sanitary fittings, toilet accessories | Note
b.) Water supply
c.) External sewerage and waste water disposal (up to the nearest sewer manhole).
d). Internal drainage (up to the nearest first manhole).
| Rate shall include for insurance during handling, rehandling, transport, storage, delivery to the point of installation and until handing over. | Note
| All taps and valves shall be "PEX", or equivalent to the approval of the Employer's Representative. | Note
Supply and Install Sanitary fittings and Toilets Accessories
| All water Sanitary fittings to be in original make in an approved colours otherwise specified. | Note
| All pipes to be fixed to the soffit to be with necessary fixing accessories and pipe supports etc., to the approval of the Employer's Representative. | Note
| Rates for Flexible hose measured with fittings shall include with the rate of each item | Note
| Rate are to include for screws nails pipe hooks saddles branches sockets connection short lengths back nuts, nipples & the like & holes chasing etc. & making good in all trades & all necessary excavation & back filling. | Note
| Good quality PPR pipes shall be used for hot and cold water supply, comply with IS 15801, BS4991, BS6920. | Note
All waste water and sewer pipes shall be UPVC. Pipes & fittings shall comply with the latest BS 4514: 1984, BS 3505 & BS 4316 -1.
| Any specials water supply & drainage fittings such as bends, tees, reducers etc unless otherwise stated separately in the BOQ shall be deemed to have been included in relevant items & should accordingly be rated to include for such special fittings & for any extra works involved in the satisfactory completion of such items. | Note
Supplying & fixing American Standard or Equivalent Vitreous China floor standing wash basin (white colour) having nominal size of (575x450mm ) with universal height pedestal of floor to Rim height 825mm, over flow hole and single tap hole in centre, Rate shall include for pedestal, stainless steel flexible hose Stainless steel mixer pillar tap, 1/2" dia Chromium plated brass angle valve and wash basin fixing kit.
1 | In Ground Floor | nr | 1
Supplying & fixing, American Standard or Toto or Equivalent Vitreous china floor mounted close coupled, Water Closet (toilet) suite with wash down 6/3 litter dual flushing. Has a horizontal outlet and cistern with water inlet from bottom. Complete with Seat, Seat cover and concealed trap. Also providing bidet spray, Chromium plated brass angle valve, stainless steel flexible hose.
2 | In Ground Floor | nr | 1
Mirror over basin 600mmx 600mm as specified comprising with silvered float glass mirror with slight rounded edges free from effect of wavy image French polished vitreous China clips and plugs fixed to wall sizes as per detail drawing.
3 | In Ground Floor | nr | 1
Soap tray (vitreous china) fixed to wall with fiber plugs and brass screws.
4 | In Ground Floor | nr | 1
Supplying & fixing chromium plated brass 1/2" diameter Bib Tap
5 | In Ground Floor | nr | 1
Supplying & fixing hand bidet spay
6 | In ground Floor | nr | 1
Supplying & fixing chromium plated brass towel Rail
7 | In Ground Floor | nr | 1
Supply and fix surface mounted stainless steel hand paper towel dispenser with paper to wall.
8 | In Ground Floor | nr | 1
Page total carried to the Collection Bellow
Cold and Hot Water Distribution System
| Rates for all pipes shall include for pipes supports, saddles, clips, screws, nails, hardware fixing, jointing, materials cutting holes, chasing in brick work, concrete etc., and making good the same in all trades and under ground piping all necessary excavation, backfilling, planking and strutting, concrete bedding and hunching, dewatering and disposal of surplus material as directed. The proposal for pipe fixing method to be submitted for prior approval of the Employer's Representative | Note
| Rates for pipes shall include for burying in ground or walls or clipping to wall and all pipe supports fixed to under side of the soffits as required and for pipe fittings such as bends, tees, "Y" junctions, reducers, inspection openings, stop ends, etc., as required. | Note
| Rate for pipes shall include for all pipe fittings and pipe hanging system. | Note
| All pipe and fittings as per Specification and standard. | Note
| Rate shall include for connecting the pipes to the existing pipes vertical stacks with all necessary specials | Note
| Rate shall include for carryout pressure test according to BS - EN-806 after completing the plumbing work | Note
Supply and lay/Fix 25 mm dia PPR Pipe with specials.
9 | In Ground Floor | m | 10
Supply and fix 25 mm dia Brass Gate valve
10 | In Ground Floor | nr | 1
Waste Water Disposal System
| UPVC pipes and fittings to conform BS 4660, BS 5481, BS 4576, BS 3943, BS 4514 and BS 5255 wherever applicable to satisfy the specification and as per drawings. | Note
| Rates for all pipes to be fixed to the soffit with suitable pipe supports and with necessary fixing accessories etc., to the approval of the Employer's Representative | Note
| Rates for all piping shall include for pipe supports, saddles, clips, screws, nails, hardware fixing and jointing materials cutting holes, chasing in brick work, concrete etc., and making good the same in all treads. Rates for under-ground piping shall include for all necessary excavation and backfilling, planking and strutting, concrete bedding and disposal of surplus materials as directed. | Note
Page total carried to the Collection Bellow
| Rates for pipes shall include for pipe supports fixed to soffits, walls or clipping to walls as required and for pipe fittings such as bends, tees, Y junctions, reducers, inspection, opening, stops ends, etc., as required. | Note
| All waste in vertical stacks shall be in suitable type to bear the pressure | Note
| Rates for all underground pipes shall include for all excavation, laid to gradient filling with selected materials and encasing the pipes with concrete as required. | Note
| uPVC pipe and fitting as per detail drawing | Note
| Rate shall include for connecting the pipes to the existing pipes vertical stacks with all necessary specials | Note
Waste water pipes
63mm dia waste pipe type 600 uPVC pipe
11 | In Ground Floor | m | 5
50mm dia waste pipe type 600 uPVC pipe
12 | In Ground Floor | m | 5
150x150mm PVC gully with stainless steel grating
13 | In Ground Floor | nr | 1
Sewer Disposal System
| Sewer disposal system has been measured up to the nearest first manhole. All work beyond the first manhole has been measured under drainage and storm water disposal trade. | Note
| Rates for pipes shall include for all pipe fittings such as bends, tees, reducers, connectors cleaning | Note
| point, etc., and inspection openings as necessary for total completion of the work. | Note
| Rates for pipes shall include for fixing arrangements with clips and/or pipe supports. The bidder shall submit his proposal for pipe supports/ fixing system as per specification to the approval of the Employer's Representative | Note
| Rates for all underground pipes shall include for all excavation, laid to gradient filling with selected materials, encasing the pipes with concrete as required and laying warning tape . | Note
| Rate shall include for connecting the pipes to the existing vertical stacks with all necessary specials | Note
Sewer pipes
110mm dia sewer pipe type 600 uPVC pipe
14 | In Ground Floor | m | 10
Page total carried to the Collection Bellow
COLLECTION
Total of Page 20
Total of Page 21
Total of Page 22
TOTAL FOR PLUMBNG / SANITARY INSTALLATIONS CARRIED TO SUMMARY
K | AIR CONDITIONING AND VENTILLATION SYSTEM
GROUND FLOOR
Single Split Air Conditioning System
Supply, Installation of Single split Wall Mounted Type air conditioning units, manufactured confirming ISO 9001 & 14001 certification, UL registration complete with air cooled condensing units with refrigerant R410A , comprises of inverter driven compressors, and PCB.
1 | Capacity - 18000BTU (5.4KW) | nr | 2
2 | Supply and fixing of insulated refrigerant Cu pipe lines with all accessories. | m | 10
| Supply and Fixing in position the following UPVC condensate drain pipe (suitable for minimum 6kg/sq. cm working pressure) | m
3 | Drain pipe 25mm diameter | m | 20
4 | Drain pipe 32mm diameter | m | 20
4 | Supply and installation of necessary hanging arrangement, complete in all respect including controls, cooling thermostat, etc | nr | 2
TOTAL FOR AIR CONDITION AND VENTILATION SYSTEM CARRIED TO SUMMARY
COLLECTION OF BILL NO 12 -VACCINATION
A | EXCAVATION AND EARTH WORK
B | CONCRETE WORK
C | MASONRY WORK
D | WATER PROOFING WORK
E | ROOF
F | DOORS AND WINDOWS
G | FLOOR, WALL AND CEILING FINISHES
H | PAINTING AND DECORATION
J | PLUMBNG / SANITARY INSTALLATIONS
K | AIR CONDITIONING AND VENTILLATION SYSTEM
TOTAL OF BILL NO 12 - VACCINATION CARRIIED TO GRAND SUMMARY

## Bill 13 Benifi Kitchen
BILL NO 13 - BENIFICIARY KITCHEN
ITEM NO. | DESCRIPTION | UNIT | QTY | RATE (TZS) | AMOUNT (TZS)
A | EXCAVATION AND EARTH WORK
| The Bidders are requested to refer the General Notes, Pricing Preambles, Drawings, Specifications, Conditions of Contract, Special Conditions of Contract and all other relevant documents prior to pricing of the following items. | Note
| Rates shall include for any working space as required by the contractor. | Note
| Rates shall include for Excavating and removing roots surfaces including all metals | Note
| Dewatering and earth work supports shall not be measured separately. (Rate shall include for cost of dewatering and earth work support, if necessary) | Note
| The bidder is requested to check ground water level and soil investigation report, limitation of transport, limitation of site, conditions of the existing road for possibility of transportation of heavy equipment et1B., prior to pricing this section of work. | Note
| The contractor shall arrange and obtain necessary permission from authorities for disposal and dumping of earth. | Note
| Rates shall include for removal and disposal of any obstructions, such as artificial structure and rock boulders et1B., during excavation if encountere1C. | Note
Earthwork Support
| Rate to include the cost of Earth work supporting system to be carried out only on the instruction of the Employer's Representative depending on the nature of the soi1J. | Note
| The contractor shall design and carry out the most suitable earthwork support system capable of achieving the specified technical requirement and in consideration of ground water level, soil condition, other buildings and structures situated close to the site. The Tenderer shall submit his proposal in detail with necessary calculations, method, type of equipment/plant, propose to use and shop drawings etc., along with the bid for the approval of the Employer's Representative | Note
Filling & Compaction
Approved earth shall mean filling materials that comply to the following:
(a) The earth shall be free of vegetation, a roots, boulders, easily decomposable materials, chemicals, industrial waste, plastic etc.
(b) The maximum size of particle shall not exceed 75 m1K.
(c) The earth shall be well graded and the silt and clay (fines) content shall not be more than 25%.
(d) The standard proctor density shall be grater than 1.70 g/cm3.
Site Preparation
1 | Clearing site vegetation including top soil removing for maximum 150mm, compacting and disposal of all surplus excavated material away from the site as directed and site clearing shall be covered the area where 3000mm beyond the building. (contractor shall visit the site & assert the actual work involve) | m2 | 60
2 | Dismantling and demolition of masonry walls in the area of renovation and remove the debris as directed by the Employer. | m3 | 5
Excavation
3 | Excavation of foundation for Column / wall in any material other than rock requiring blasting depth not exceeding 1.5m. Rate shall include for compacting the bottom of excavation, part return fill to excavation and rammed, surplus disposed off site as directed. | m3 | 15
4 | Excavation for foundation in rock requiring blasting. Rate shall include for compacting the bottom of excavation, part return fill to excavation and rammed, surplus disposed off site as directe1C. | m3
Filling
5 | Approved imported hard earth (Gravel) filling including levelling, watering and compacting in 150mm layers between foundation of walls up to DPC level with 98% compaction. (Payment shall be made for compacted volume) | m3 | 10
6 | Approved available hard earth filling (selected excavated soil) including levelling, watering and compacting in 150mm layers around the building with 98% compaction. (Payment shall be made for compacted volume) | m3 | 12
7 | Approved available hard earth filling including levelling, watering and compacting in 150mm layers between foundation of walls up to DPC level with 98% compaction. (Payment shall be made for compacted volume) | m3 | 20
8 | 200mm thick hardcore filling blinded with sand (50mm Thick) to receive damp proof membrane (measured separately) | m2 | 23
Page total carried to the Collection Bellow
| For Anti termite treatment- The chemical shall be of approved by the Employer's Representative. Aldrin 0.50% solution or other equal and approved anti-termite treatment applied at a rate of 7 litres per square metre. | Note
| The chemical to be sprayed on soil surface and injected in to the filling by drilling treated surface to be covered by polythene membrane within 24hrs of treatments | Note
9 | Anti-termite treatment shall be done by a specialized sub-contractor in accordance with the manufacture's specification and to the approval of Consultant by specialize sub-contractor. It is needed to produce warrantee certificate from professional anti termite sub contractor for minimum 10 Years. | m2 | 30
Page total carried to the Collection Bellow
COLLECTION
Total of Page2
Total of Page 3
TOTAL FOR EXCAVATION AND EARTH WORK CARRIED TO SUMMARY
B | CONCRETE WORK
| The bidders are requested to refer General Notes, Pricing Preambles, Drawings, Specifications, Conditions of Contract, Special Conditions of Contract and all other relevant documents prior to pricing of the following items. | Note
| Rate shall include for depositing, handling, hoisting into position, vibrating, curing etc. and making good after removal of formwork etc. | Note
| All Concrete Works shall comply to the specifications, filled into formwork and well packed around reinforcement. | Note
| Rate shall include for supplying and laying of gauge 1000 polythene on ground, where concrete is in direct contact with ground, before pouring concrete unless other wise measured separately. | Note
| Coarse aggregate should be granite material. Metal to be used shall be granite comply to the specification. | Note
| Fine aggregate shall be river sand | Note
| Rate for concreting columns, walls shall include for kickers and cover blocks. | Note
Measurement of Slabs & Walls
| Slab concrete include that part of beam to a depth of largest adjacent slab thickness. | Note
| Concrete work related to Ramps has been measured separately and slopes have not been indicated. Slopes shall be as shown in the drawings. | Note
| Contractor shall ensure that all contacting surfaces including reinforcement dowels left out for bonding purposes is free from any organic or artificial material which can be a hindrance to achieve specified properties in the Drawings and Specifications. | Note
| Rates for lean concrete shall include for preparation of bottom of excavation prior to pouring of lean concrete. | Note
| Contractor shall ensure that the top of the lean concrete layer shall be finished semi rough for waterproofing layer. Rate for lean concrete shall include for waterproofing layer unless measured separately. | Note
| Rates for formwork shall include for control joints, isolation joints wherever specified and required according to the drawings and specifications. | Note
| Rate for concrete shall include for construction joint, isolation joint, expansion joint, with dowel bars, end cap and compressible filler with sealant on top as per drawing. | Note
| Rates for concrete shall include all necessary tests by an Authority acceptable to the Employer's Representative | Note
| Rates for concrete shall include all necessary equipment which are required for concreting. Rate shall include for continuous curing for 7 days. | Note
| Reinforcement & Form work paid for separately unless otherwise specified in the item. | Note
Up to DPC Level
Plain Cement Concrete
1 | Plain concrete in steps, nominal Grade 15, mix ratio 1:2:4 (25mm) or appropriate. | m3 | 1.5
2 | 50mm thick plain In-situ Concrete; Nominal Grade 20, mix ratio (1:2:4) or appropriate with 20 mm aggregates wall and column foundations. | m2 | 20
Reinforced Cement Concrete
Nominal Grade 20, mix ratio (1:2:4) or appropriate
3 | Reinforced Cement Concrete (Gr.25) in Column Footing | m3 | 1.7
4 | Reinforced Cement Concrete (Gr. 25) in Columns | m3 | 0.5
5 | Reinforced Cement Concrete (Gr. 25) in trench foundation of wall | m3 | 3
6 | Reinforced Cement Concrete (Gr. 25) in Ground beam. | m3 | 1.6
7 | 100mm thick Floor Concrete in Gr 25 | m2 | 23
Above DPC Level to 1st Floor Level
8 | Reinforced Cement Concrete (Gr. 25) in Column | m3 | 1.3
9 | Reinforced Cement Concrete (Gr. 25) in beam. | m3 | 1.3
10 | Lintels size 150x200mm in Gr. 25 cement concrete reinforced with 4Nos of 10 mm dia. tor steel bars and 8 mm mild steel stirrups @ 150mm c/c and rate shall include for reinforcement & formwork. | m
11 | Window sills, size 180x75mm in Gr.25 cement concrete reinforced with 2Nos of 12 mm dia. tor steel bars and 8mm mild steel stirrups @ 150mm c/c and rate shall include for reinforcemts & formwork. | m
Page total carried to the Collection Bellow
FORM WORK
| Formwork for concrete under ground level shall be of timber for all exposed concrete, use 15mm thick plywood sheets for slab bottoms, columns | Note
| Formwork centering and moulds for concrete construction shall be of approved system to suit with the nature of this project and shall be erected true in line, levels and vertically for walls and columns and to the shapes and sizes required by the work, and shall be of suitable design and substantial and rigid construction so as to prevent deformation due to the placing and compacting of concrete and any incidental loading. All formwork and centering shall be so constructed that no grout shall leak out during concreting. | Note
| Formwork and centering shall be provided with adequate struts, braces, walling, ties and clamps so as to maintain the dimensions lines and levels shown on the drawings during the entire operation of placing and compacting the concrete and to prevent any sagging exceeding 3mm under the weight of wet concrete with any other super imposed loads which they would be subjected to during construction. | Note
| Formwork to column heads has been measured with slab and not enumerated separately. | Note
| The contractor shall provide sufficient formwork and moulds to ensure adequate progress of work and the Employer's Representative may direct the contractor to provide at contractor's expense such additional formwork and moulds as they may deem necessary if in his opinion the proper progress of the work is retarded by their absence. | Note
| Rates shall include for forming projections and chamfers. | Note
| Formwork has been measured as the net contact surface measurement between concrete and formwork. | Note
| Type of formwork shall be ply wood or steel with steel supporting system on concrete surfaces on removal of shuttering unless otherwise specified elsewhere. Rates for formwork shall include for all necessary measures to provide fine finish to the satisfaction of the Employer's Representative | Note
| The bidder shall submit the method of statement detail of his proposal for formwork system prior to the work. | Note
Using 15 mm thick plywood and Class II timber joists and props including dismantling.
Up to DPC Level
12 | For sides of Column footing, and wall foundation beams | m2 | 14
Page total carried to the Collection Bellow
13 | For sides of ground beam | m2 | 14
Form work with plywood sheet and Class II timber members including dismantling.
Above DPC Level to 1st Floor Level
14 | To side and soffits of beam | m2 | 15
15 | To sides of column | m2 | 14
REINFORCEMENTS
| The size of reinforcement bars comply BS 4449 described in the drawing or elsewhere shall be the minimum size and the rolling margin and any other tolerance shall be wholly above this size. Hooks and laps have been measured and included with the quantities for reinforcements. | Note
| All reinforcement shall be free from mill scale, dirt, oil, paint, grease or loose rust before fixing in position and shall be brushed with a stiff wire brush if so directed by the Employer's Representative | Note
| Reinforcement shall be bent cold by applying a slow even pressure on an approved type of bending apparatus. | Note
| Re-bending of incorrectly bends bars shall not be attempted. | Note
| Rates shall include for cutting, bending, fabricating, placing in position, holding and supporting including temporary fixing supports, hangers, binding wire spacers, stools and waste (Designed laps are included in quantities). | Note
| Rates shall include for working in difficult conditions. | Note
| The bidder is advised to refer the diameters of reinforcement steel to be used for this project and to be aware of the availability of relevant diameters and to price the item in the trade accordingly. | Note
High yield Steel and Mild Steel bar comply BS 4449 reinforcement in the following;
Tor steel reinforcement (to BS 4449 and characteristic strength fy = 460N/mm2)
Mild steel reinforcement (to BS 4449 and characteristic strength fy = 250N/mm2)
Page total carried to the Collection Bellow
Up to DPC Level
Tor steel reinforcements as follows
16 | Tor Steel -10mm Diameter | kg | 35
17 | Tor Steel -12mm Diameter | kg | 50
18 | Tor Steel - 16mm Diameter | kg | 330
Mild Steel reinforcement as follows
19 | Mild Steel - 8mm Diameter | kg | 60
BRC mesh fabric reinforcement ref A142 (weighing 2.2kg/m2) beneath floor bed with 6mm main and cross wires @200mm c/c and 200mm laps
20 | In ground floor slab | m2 | 23
DPC to Roof Level
Tor steel reinforcements as follows
21 | Tor Steel - 16mm Diameter | kg | 200
Mild Steel reinforcement as follows
22 | Mild Steel - 8mm Diameter | kg | 180
Page total carried to the Collection Bellow
COLLECTION
Total of Page 5
Total of Page 6
Total of Page 7
Total of Page 8
TOTAL FOR CONCRETE WORK CARRIED TO SUMMARY
C | MASONRY WORK
| The bidders are requested to refer General Notes, Pricing Preambles, Drawings, Specifications, Conditions of Contract, Special Conditions of Contract and all other relevant documents prior to pricing of the following items. | Note
| Rates shall include for preparation of surfaces of floor slab, columns (steel or RCC) and wall surfaces for proper bonding. | Note
| Rate to include cost for all concrete stiffener columns & stiffener beams as per specification. | Note
Block Work
Walling; Concrete blocks, BS 2028 type A, solid, dense aggregate, average compressive strength 4N/sq. mm
In Foundations
1 | 230mm thick cement sand solid block masonry cast in 1:6 cement sand mix and built with 1:4 cement sand mortar. Rate shall include for continuous curing for 7 days | m2 | 14
Ground Floor To 1st Floor Level
Brick work
Approved quality common clay burnt bricks bedded and jointed in cement mortar (1:5)
2 | 180mm thick cement sand brick masonry cast in 1:6 cement sand mix and built with 1:5 cement sand mortar. Rate shall include for continuous curing for 7 days | m2 | 16
TOTAL FOR MASONRY WORK CARRIED TO SUMMARY
D | WATER PROOFING WORK
| The bidders are requested to refer General Notes, Pricing Preambles, Drawings, Specifications, Conditions of Contract, Special Conditions of Contract and all other relevant documents prior to pricing of the following items. | Note
| Waterproofing work to be carried out by a specialist waterproofing sub contractor. The contractor shall submit a 10 year guarantee for material and workmanship in the name of the Owner for waterproofing system in an internationally accepted format. | Note
| Contractor is supposed to furnish all technical details, samples and any other related literature available along with the quotations, to the Employer's Representative for his approva1J. | Note
| The bidder shall submit the most suitable water proofing system as specified to suit for different surfaces at location technically acceptable to the Employer's Representative | Note
| Rate shall include for complete work of water proofing including cleaning surfaces, making angle fillets at corners, necessary protective screeds, checking the area by ponding and total work required with the waterproofing system and as per the Employer's Representatives approval. | Note
| Applying of water proofing to walls up to a minimum height of 300mm from the floor. | Note
Ground Floor
1 | 1000 gauge polythene sheet as horizontal damp proof membrane under ground floor slab with fold side lapping | m2 | 23
2 | 230mm wide 20mm thick Damp-proof courses in 1:3 cement sand mortar finished with tropical High performance Felt. Rate shall include for laps at joints and angles. | m | 17
TOTAL FOR WATER PROOFING WORK CARRIED TO SUMMARY
E | ROOF
| Supply, Fabricate, apply two coats of wood preservative and erection of hard wood swan timber roof frame as per the structural details and other specifications given in the detail drawings | Note
1 | 50x150 sawn timber in truss | m | 40
2 | 50x100mm sawn timber in truss | m | 10
3 | 50x150mm swan timber wall plate | m | 16.5
4 | 50x75mm swan timber purlin | m | 31
5 | Supply, and fix 4mm thick mils steel plates for the timber connections of trusses. Rate shall include for apply 2 coats of anticorrosive paint. | kg | 50
6 | 12mm diameter nut and washers, ties for timber connection of truss. Rate shall include for apply 2 coats of anticorrosive paint. | kg | 3
7 | Supply, and laying of 0.47 ZN/AL colour bond roofing sheets with necessary screws as per manufacturers recommendation. | m2 | 25
8 | Supply, and laying of 0.47 ZN/AL colour bond ridge capping (girth 600mm) with necessary screws. | m2 | 2
9 | Supply, and laying of 0.47 ZN/AL colour bond valley gutter (girth 600mm) with necessary screws. | m2 | 0
10 | supply and fixing of 25x225mm timer facia board (Valance board & barge board). Rate shall include for apply one coat of wood primer and 2 coats of enamel paint after preparation of the surface. | m | 19
11 | Supply, and laying of 0.47 ZN/AL colour bond Gutters (girth470mm) | m | 18
12 | Supply, and laying of 0.47 ZN/AL colour bond down pipes, 100x100mm | m | 8
TOTAL FOR ROOF WORK CARRIED TO SUMMARY
F | FLOOR, WALL AND CEILING FINISHES
PLASTERING
| Rates for plastering shall includes for forming doors and windows reveals. | Note
| Rates for plastering between different surfaces shall include for spandex metal lathing to avoid any cracks between different surfaces. | Note
| Rate shall include for the "V" grove to separate tile and plaster. | Note
Internal Plaster
1 | 16 mm thick plaster 1:4 cement and sand mix smooth finished with minimum 1mm thick acrylic wall putty to make plane smooth surface. | m2 | 25
External Plaster
Below DPC level
2 | 20mm thick plinth plaster in 1:3 cement and sand mix finish smooth with colour cement grout on perimeter wall of the pavement. | m2 | 8
Ground Floor
3 | 16 mm thick plaster in 1:4 cement and sand mix finished semi rough to the walls. | m2 | 25
Floor Tiles
| The Bidders are requested to refer General Notes, Pricing Preambles, Drawings, Specifications, Conditions of Contract, Special Conditions of Contract and all other relevant documents prior to pricing of the following items. | Note
| Sample should be summited for approval of the Architect/ Employer's Representative | Note
| Rates shall include for preparation of surfaces for proper bonding. | Note
| Rate shall include for measures to provide suitable bonding between different surfaces such as concrete and brick/block surfaces as per specification. Rates shall also include for all tile specials such as corners, edges etc. | Note
| Rates shall include for cutting tiles and 45 degrees chamfering at corner joints wherever necessary. | Note
Page total carried to the Collection Bellow
Ground Floor
4 | Supply & lay Matt Homogeneous porcelain Floor Tiles 600mm x 600mm in size, Grade "A" and approved colour, laid on 12mm thk 1:2 cement sand bedding using polymer based tile adhesive approved by the Employer's Representative | m2 | 40
5 | Supply & lay Matt Homogeneous porcelain Floor Tiles on 150mm high skirting with 600mm x 600mm in size, Grade "A" and approved colour, laid on 12mm thk 1:2 cement sand bedding using polymer based tile adhesive approved by the Employer's Representative | m2 | 20
Page total carried to the Collection Bellow
COLLECTION
Total of Page 14
Total of Page 15
TOTAL FOR FLOOR, WALL AND CEILING FINISHES CARRIED TO SUMMARY
G | PAINTING AND DECORATION
| The Bidders are requested to refer Bill of Quantities, General Notes, Pricing Preambles, Drawings, Conditions of Contract, and all other relevant documents prior to pricing of the following items. | Note
| Internal painting (master pallet) shall be acrylic based emulsion in an approved manufacture (Gold Star, Sandolin or equivalent) paint and colour to suit with the environment, climate and location of this project. | Note
| External painting (master pallet) shall be exterior quality, weather shield, texture base in an approved manufacture (Gold Star, Sandolin or equivalent) paint and colour to suit with the environment, climate and location of this project. | Note
| Rate for painting shall include for painting to door and window reveals. | Note
| Colour of the paint shall be approved by Employer's representative | Note
Internal Painting
| Rate shall include for applying wall putty to smooth the surface | Note
Ground Floor
1 | Prepare plaster surfaces of wall, columns, beams and projections and apply one coat of filler and two coats of emulsion paint as per manufacture's instruction. | m2 | 30
External Painting
Ground Floor
2 | Prepare plasterer surfaces of all faces of walls columns, beams and projections and apply one coat of exterior primer/sealer, two coats of weather shield paint as per manufacturer instruction. | m2 | 30
3 | Prepare plaster surfaces of on external & internal ceiling and apply one coat of filler and two coats of emulsion paint as per manufacture's instruction. | m2 | 64
4 | Prepare surfaces of barge and facia boards and apply one coat of aluminium wood primer and two coats of approved colour enamel. | m2 | 15
TOTAL FOR PAINTING AND DECORATION CARRIED TO SUMMARY
COLLECTION OF BILL NO 13 BENIFICIARY KITCHEN
A | EXCAVATION AND EARTH WORK
B | CONCRETE WORK
C | MASONRY WORK
D | WATER PROOFING WORK
E | ROOF
F | FLOOR, WALL AND CEILING FINISHES
G | PAINTING AND DECORATION
TOTAL OF BILL NO 13 - BENIFICIARY KITCHEN CARRIIED TO GRAND SUMMARY

## Bill 14 -Security Post
BILL NO 14 - SECURITY POST (4 UNITS).
ITEM NO. | DESCRIPTION | UNIT | QTY | RATE (TZS) | AMOUNT (TZS)
A | EXCAVATION AND EARTH WORK
| The Bidders are requested to refer the General Notes, Pricing Preambles, Drawings, Specifications, Conditions of Contract, Special Conditions of Contract and all other relevant documents prior to pricing of the following items. | Note
| Rates shall include for any working space as required by the contractor. | Note
| Rates shall include for Excavating and removing roots surfaces including all metals | Note
| Dewatering and earth work supports shall not be measured separately. (Rate shall include for cost of dewatering and earth work support, if necessary) | Note
| The bidder is requested to check ground water level and soil investigation report, limitation of transport, limitation of site, conditions of the existing road for possibility of transportation of heavy equipment et1B., prior to pricing this section of work. | Note
| The contractor shall arrange and obtain necessary permission from authorities for disposal and dumping of earth. | Note
| Rates shall include for removal and disposal of any obstructions, such as artificial structure and rock boulders et1B., during excavation if encountere1C. | Note
Earthwork Support
| Rate to include the cost of Earth work supporting system to be carried out only on the instruction of the Employer's Representative depending on the nature of the soil. | Note
| The contractor shall design and carry out the most suitable earthwork support system capable of achieving the specified technical requirement and in consideration of ground water level, soil condition, other buildings and structures situated close to the site. The Tenderer shall submit his proposal in detail with necessary calculations, method, type of equipment/plant, propose to use and shop drawings etc., along with the bid for the approval of the Employer's Representative | Note
Filling & Compaction
Approved earth shall mean filling materials that comply to the following:
(a) The earth shall be free of vegetation, a roots, boulders, easily decomposable materials, chemicals, industrial waste, plastic et1B.
(b) The maximum size of particle shall not exceed 75 m1K.
(c) The earth shall be well graded and the silt and clay (fines) content shall not be more than 25%.
(d) The standard proctor density shall be grater than 1.70 g/cm3.
Site Preparation
1 | Clearing site vegetation including top soil removing for maximum 150mm, compacting and disposal of all surplus excavated material away from the site as directed and site clearing shall be covered the area where 3000mm beyond the building. (contractor shall visit the site & assert the actual work involve) | m2 | 169
Excavation
2 | Excavation of foundation for Column / wall in any material other than rock requiring blasting depth not exceeding 1.5m. Rate shall include for compacting the bottom of excavation, part return fill to excavation and rammed, surplus disposed off site as directed. | m3 | 53
3 | Excavation for foundation in rock requiring blasting. Rate shall include for compacting the bottom of excavation, part return fill to excavation and rammed, surplus disposed off site as directe1C. | m3
Filling
4 | Approved imported hard earth (Gravel) filling including levelling, watering and compacting in 150mm layers between foundation of walls up to DPC level with 98% compaction. (Payment shall be made for compacted volume) | m3 | 10
5 | Approved available hard earth filling (selected excavated soil) including levelling, watering and compacting in 150mm layers around the building with 98% compaction. (Payment shall be made for compacted volume) | m3 | 32
6 | Approved available hard earth filling including levelling, watering and compacting in 150mm layers between foundation of walls up to DPC level with 98% compaction. (Payment shall be made for compacted volume) | m3 | 10
7 | 200mm thick hardcore filling blinded with sand (50mm Thick) to receive damp proof membrane (measured separately) | m2 | 21
| For Anti termite treatment- The chemical shall be of approved by the Employer's Representative. Aldrin 0.50% solution or other equal and approved anti-termite treatment applied at a rate of 7 litres per square metre. | Note
| The chemical to be sprayed on soil surface and injected in to the filling by drilling treated surface to be covered by polythene membrane within 24hrs of treatments | Note
Page total carried to the Collection Bellow
8 | Anti-termite treatment shall be done by a specialized sub-contractor in accordance with the manufacture's specification and to the approval of Consultant by specialize sub-contractor. It is needed to produce warrantee certificate from professional anti termite sub contractor for minimum 10 Years. | m2 | 30
Page total carried to the Collection Bellow
COLLECTION
Total of Page 2
Total of Page 3
TOTAL FOR EXCAVATION AND EARTH WORK CARRIED TO SUMMARY
B | CONCRETE WORK
| The bidders are requested to refer General Notes, Pricing Preambles, Drawings, Specifications, Conditions of Contract, Special Conditions of Contract and all other relevant documents prior to pricing of the following items. | Note
| Rate shall include for depositing, handling, hoisting into position, vibrating, curing etc. and making good after removal of formwork etc. | Note
| All Concrete Works shall comply to the specifications, filled into formwork and well packed around reinforcement. | Note
| Rate shall include for supplying and laying of gauge 1000 polythene on ground, where concrete is in direct contact with ground, before pouring concrete unless other wise measured separately. | Note
| Coarse aggregate should be granite material. Metal to be used shall be granite comply to the specification. | Note
| Fine aggregate shall be river sand | Note
| Rate for concreting columns, walls shall include for kickers and cover blocks. | Note
Measurement of Slabs & Walls
| Slab concrete include that part of beam to a depth of largest adjacent slab thickness. | Note
| Concrete work related to Ramps has been measured separately and slopes have not been indicated. Slopes shall be as shown in the drawings. | Note
| Contractor shall ensure that all contacting surfaces including reinforcement dowels left out for bonding purposes is free from any organic or artificial material which can be a hindrance to achieve specified properties in the Drawings and Specifications. | Note
| Rates for lean concrete shall include for preparation of bottom of excavation prior to pouring of lean concrete. | Note
| Contractor shall ensure that the top of the lean concrete layer shall be finished semi rough for waterproofing layer. Rate for lean concrete shall include for waterproofing layer unless measured separately. | Note
| Rates for formwork shall include for control joints, isolation joints wherever specified and required according to the drawings and specifications. | Note
| Rate for concrete shall include for construction joint, isolation joint, expansion joint, with dowel bars, end cap and compressible filler with sealant on top as per drawing. | Note
| Rates for concrete shall include all necessary tests by an Authority acceptable to the Employer's Representative | Note
| Rates for concrete shall include all necessary equipment which are required for concreting. Rate shall include for continuous curing for 7 days. | Note
| Reinforcement & Form work paid for separately unless otherwise specified in the item. | Note
Up to DPC Level
Plain Cement Concrete
1 | 50mm thick plain In-situ Concrete; Nominal Grade 20, mix ratio (1:2:4) or appropriate with 20 mm aggregates wall and column foundations. | m2 | 28
Reinforced Cement Concrete
Nominal Grade 20, mix ratio (1:2:4) or appropriate
2 | Reinforced Cement Concrete (Gr. 25) in Columns | m3 | 1
3 | Reinforced Cement Concrete (Gr. 25) in trench foundation of wall | m3 | 6.5
4 | Reinforced Cement Concrete (Gr. 25) in Ground beam. | m3 | 3.7
5 | 100mm thick Floor Concrete in Gr 25 | m2 | 21
Above DPC Level to 1st Floor Level
6 | Reinforced Cement Concrete (Gr. 25) in Column | m3 | 2.7
7 | Reinforced Cement Concrete (Gr. 25) in beam. | m3 | 4.2
8 | Reinforced Cement Concrete (Gr. 25) in 150mm thick Slab. | m2 | 29.2
From 1st Floor Level to Roof
9 | Reinforced Cement Concrete (Gr. 25) in Column | m3 | 2.2
10 | Reinforced Cement Concrete (Gr. 25) in beam. | m3 | 4.2
FORM WORK
| Formwork for concrete under ground level shall be of timber for all exposed concrete, use 15mm thick plywood sheets for slab bottoms, columns | Note
Page total carried to the Collection Bellow
| Formwork centring and moulds for concrete construction shall be of approved system to suit with the nature of this project and shall be erected true in line, levels and vertically for walls and columns and to the shapes and sizes required by the work, and shall be of suitable design and substantial and rigid construction so as to prevent deformation due to the placing and compacting of concrete and any incidental loading. All formwork and centring shall be so constructed that no grout shall leak out during concreting. | Note
| Formwork and centring shall be provided with adequate struts, braces, walling, ties and clamps so as to maintain the dimensions lines and levels shown on the drawings during the entire operation of placing and compacting the concrete and to prevent any sagging exceeding 3mm under the weight of wet concrete with any other super imposed loads which they would be subjected to during construction. | Note
| Formwork to column heads has been measured with slab and not enumerated separately. | Note
| The contractor shall provide sufficient formwork and moulds to ensure adequate progress of work and the Employer's Representative may direct the contractor to provide at contractor's expense such additional formwork and moulds as they may deem necessary if in his opinion the proper progress of the work is retarded by their absence. | Note
| Rates shall include for forming projections and chamfers. | Note
| Formwork has been measured as the net contact surface measurement between concrete and formwork. | Note
| Type of formwork shall be ply wood or steel with steel supporting system on concrete surfaces on removal of shuttering unless otherwise specified elsewhere. Rates for formwork shall include for all necessary measures to provide fine finish to the satisfaction of the Employer's Representative | Note
| The bidder shall submit the method of statement detail of his proposal for formwork system prior to the work. | Note
Using 15 mm thick plywood and Class II timber joists and props including dismantling.
Up to DPC Level
11 | For sides of Column footing, and wall foundation beams | m2 | 19
12 | For sides of Column shaft | m2 | 16
Page total carried to the Collection Bellow
13 | For sides of ground beam | m2 | 32
Above DPC Level to 1st Floor Level
14 | To side and soffits of beam | m2 | 40
15 | To sides of column | m2 | 43.2
16 | For soffit of Slab | m2 | 30
Form work with plywood sheet and Class II timber members including dismantling.
1st Floor Level to Roof
17 | To side and soffits of beam | m2 | 46
18 | To sides of column | m2 | 35.2
REINFORCEMENTS
| The size of reinforcement bars comply BS 4449 described in the drawing or elsewhere shall be the minimum size and the rolling margin and any other tolerance shall be wholly above this size. Hooks and laps have been measured and included with the quantities for reinforcements. | Note
| All reinforcement shall be free from mill scale, dirt, oil, paint, grease or loose rust before fixing in position and shall be brushed with a stiff wire brush if so directed by the Employer's Representative | Note
| Reinforcement shall be bent cold by applying a slow even pressure on an approved type of bending apparatus. | Note
| Re-bending of incorrectly bends bars shall not be attempted. | Note
| Rates shall include for cutting, bending, fabricating, placing in position, holding and supporting including temporary fixing supports, hangers, binding wire spacers, stools and waste (Designed laps are included in quantities). | Note
| Rates shall include for working in difficult conditions. | Note
| The bidder is advised to refer the diameters of reinforcement steel to be used for this project and to be aware of the availability of relevant diameters and to price the item in the trade accordingly. | Note
Page total carried to the Collection Bellow
High yield Steel and Mild Steel bar comply BS 4449 reinforcement in the following;
Tor steel reinforcement (to BS 4449 and characteristic strength fy = 460N/mm2)
Mild steel reinforcement (to BS 4449 and characteristic strength fy = 250N/mm2)
Up to DPC Level
Tor steel reinforcements as follows
19 | Tor Steel -12mm Diameter | kg | 600
20 | Tor Steel - 16mm Diameter | kg | 290
Mild Steel reinforcement as follows
21 | Mild Steel - 8mm Diameter | kg | 160
BRC mesh fabric reinforcement ref A142 (weighing 2.2kg/m2) beneath floor bed with 6mm main and cross wires @200mm c/c and 200mm laps
22 | In 100mm thick ground floor slab | m2 | 29.2
Ground Floor To 1st Floor Level
23 | Tor Steel -12mm Diameter | kg | 470
24 | Tor Steel - 16mm Diameter | kg | 370
Mild Steel reinforcement as follows
25 | Mild Steel - 8mm Diameter | kg | 90
1st Floor Level to Roof level
Tor steel reinforcements as follows
26 | Tor Steel - 16mm Diameter | kg | 350
Mild Steel reinforcement as follows
27 | Mild Steel - 8mm Diameter | kg | 90
Miscellaneous Work
Page total carried to the Collection Bellow
28 | Supply fabricate and fixing 600mm wide 3.5m high steel ladder with 65x65x6mm angle iron main rails, 6mm thick checker plate steps welded to 40x40x6mm angle iron cross bars, 25mm diameter GI pipe railing and uprights etc. Rate shall include for apply one coat of anticorrosive paint and two coats of enamel paint. | No | 1
Page total carried to the Collection Bellow
COLLECTION
Total of Page 5
Total of Page 6
Total of Page 7
Total of Page 8
Total of Page 9
TOTAL FOR CONCRETE WORK CARRIED TO SUMMARY
C | MASONRY WORK
| The bidders are requested to refer General Notes, Pricing Preambles, Drawings, Specifications, Conditions of Contract, Special Conditions of Contract and all other relevant documents prior to pricing of the following items. | Note
| Rates shall include for preparation of surfaces of floor slab, columns (steel or RCC) and wall surfaces for proper bonding. | Note
| Rate to include cost for all concrete stiffener columns & stiffener beams as per specification. | Note
Block Work
Walling; Concrete blocks, BS 2028 type A, solid, dense aggregate, average compressive strength 4N/sq. mm
In Foundations
1 | 230mm thick cement sand solid block masonry cast in 1:6 cement sand mix and built with 1:4 cement sand mortar. Rate shall include for continuous curing for 7 days | m2 | 40
Ground Floor To 1st Floor Level
2 | 230mm thick cement sand solid block masonry cast in 1:6 cement sand mix and built with 1:5 cement sand mortar. Rate shall include for continuous curing for 7 days | m2 | 88
1st Floor Level to Roof Level
3 | 230mm thick cement sand solid block masonry cast in 1:6 cement sand mix and built with 1:5 cement sand mortar. Rate shall include for continuous curing for 7 days | m2 | 34
TOTAL FOR MASONRY WORK CARRIED TO SUMMARY
D | WATER PROOFING WORK
| The bidders are requested to refer General Notes, Pricing Preambles, Drawings, Specifications, Conditions of Contract, Special Conditions of Contract and all other relevant documents prior to pricing of the following items. | Note
| Waterproofing work to be carried out by a specialist waterproofing sub contractor. The contractor shall submit a 10 year guarantee for material and workmanship in the name of the Owner for waterproofing system in an internationally accepted format. | Note
| Contractor is supposed to furnish all technical details, samples and any other related literature available along with the quotations, to the Employer's Representative for his approva1J. | Note
| The bidder shall submit the most suitable water proofing system as specified to suit for different surfaces at location technically acceptable to the Employer's Representative | Note
| Rate shall include for complete work of water proofing including cleaning surfaces, making angle fillets at corners, necessary protective screeds, checking the area by ponding and total work required with the waterproofing system and as per the Employer's Representatives approval. | Note
| Applying of water proofing to walls up to a minimum height of 300mm from the floor. | Note
Ground Floor
1 | 1000 gauge polythene sheet as horizontal damp proof membrane under ground floor slab with fold side lapping | m2 | 21
2 | 230mm wide 20mm thick Damp-proof courses in 1:3 cement sand mortar finished with tropical High performance Felt. Rate shall include for laps at joints and angles. | m | 40
TOTAL FOR WATER PROOFING WORK CARRIED TO SUMMARY
E | ROOF
| Supply, Fabricate, apply two coats of wood preservative and erection of hard wood swan timber roof frame as per the structural details and other specifications given in the detail drawings | Note
1 | 50x150 sawn timber in truss | m | 132
2 | 50x75mm swan timber purlin | m | 105
3 | Supply, and fix 4mm thick mils steel plates for the timber connections of trusses. Rate shall include for apply 2 coats of anticorrosive paint. | kg | 50
4 | 12mm diameter nut and washers for timber connection of truss. Rate shall include for apply 2 coats of anticorrosive paint. | kg | 8
5 | Supply, and laying of 0.47 ZN/AL colour bond roofing sheets with necessary screws as per manufacturers recommendation. | m2 | 147
6 | Supply, and laying of 0.47 ZN/AL colour bond Hip capping (girth 600mm) with necessary screws. | m2 | 12
7 | supply and fixing of 25x225mm timer facia board (Valance board & barge board). Rate shall include for apply one coat of wood primer and 2 coats of enamel paint after preparation of the surface. | m | 16
8 | Supply, and laying of 0.47 ZN/AL colour bond Gutters (girth470mm) | m | 16
9 | Supply, and laying of 0.47 ZN/AL colour bond down pipes, 100x100mm | m | 7
TOTAL FOR ROOF WORK CARRIED TO SUMMARY
F | FLOOR, WALL AND CEILING FINISHES
PLASTERING
| Rates for plastering shall includes for forming doors and windows reveals. | Note
| Rates for plastering between different surfaces shall include for spandex metal lathing to avoid any cracks between different surfaces. | Note
| Rate shall include for the "V" grove to separate tile and plaster. | Note
Internal and External Plaster
Below DPC level
1 | 20mm thick plinth plaster in 1:3 cement and sand mix finish smooth with colour cement grout on perimeter wall of the pavement. | m2 | 29
Ground Floor
2 | 16 mm thick plaster in 1:4 cement and sand mix finished semi rough to the walls. | m2 | 216
1st Floor
3 | 16 mm thick plaster in 1:4 cement and sand mix finished semi rough to the walls. | m2 | 120
Floor Tiles
| The Bidders are requested to refer General Notes, Pricing Preambles, Drawings, Specifications, Conditions of Contract, Special Conditions of Contract and all other relevant documents prior to pricing of the following items. | Note
| Sample should be summited for approval of the Architect/ Employer's Representative | Note
| Rates shall include for preparation of surfaces for proper bonding. | Note
| Rate shall include for measures to provide suitable bonding between different surfaces such as concrete and brick/block surfaces as per specification. Rates shall also include for all tile specials such as corners, edges etc. | Note
| Rates shall include for cutting tiles and 45 degrees chamfering at corner joints wherever necessary. | Note
| Rate for tiling shall include for providing acceptable adhesive and/or suitable cement in an approved quality which has no effect to the properties of tiles. | Note
Page total carried to the Collection Bellow
Ground Floor
4 | Supply & lay Matt Homogeneous porcelain Floor Tiles 600mm x 600mm in size, Grade "A" and approved colour, laid on 12mm thk 1:2 cement sand bedding using polymer based tile adhesive approved by the Employer's Representative | m2 | 21
5 | Supply & lay Matt Homogeneous porcelain Floor Tiles on 150mm high skirting with 600mm x 600mm in size, Grade "A" and approved colour, laid on 12mm thk 1:2 cement sand bedding using polymer based tile adhesive approved by the Employer's Representative | m | 7.5
1st Floor
6 | Supply & lay Matt Homogeneous porcelain Floor Tiles 600mm x 600mm in size, Grade "A" and approved colour, laid on 12mm thk 1:2 cement sand bedding using polymer based tile adhesive approved by the Employer's Representative | m2 | 21
7 | Supply & lay Matt Homogeneous porcelain Floor Tiles on 150mm high skirting with 600mm x 600mm in size, Grade "A" and approved colour, laid on 12mm thk 1:2 cement sand bedding using polymer based tile adhesive approved by the Employer's Representative | m2 | 9
Ceiling Finish
Ground Floor
8 | 10 mm thick plastering to R.C.C. beams, slab soffit in cement and sand 1:3 including floating smooth finished with acrylic wall putty. | m2 | 22
Page total carried to the Collection Bellow
1st Floor
9 | Supply and Fixing 6mm thick cement fiber board external ceiling fixed with 50x50mm sawn soft wood, treated with pressure impregnated preservative frame work (600x1200mm panels) hang to roof structure steadily @ 1200mm interval both ways. Rate shall include to complete with 90x13mm gypsum cornice forming curved junction at wall with approved adhesive and nails, etc. | m2 | 60
Page total carried to the Collection Bellow
COLLECTION
Total of Page 13
Total of Page 14
TOTAL FOR FLOOR, WALL AND CEILING FINISHES CARRIED TO SUMMARY
G | PAINTING AND DECORATION
| The Bidders are requested to refer Bill of Quantities, General Notes, Pricing Preambles, Drawings, Conditions of Contract, and all other relevant documents prior to pricing of the following items. | Note
| Internal painting (master pallet) shall be acrylic based emulsion in an approved manufacture (Gold Star, Sandolin or equivalent) paint and colour to suit with the environment, climate and location of this project. | Note
| External painting (master pallet) shall be exterior quality, weather shield, texture base in an approved manufacture (Gold Star, Sandolin or equivalent) paint and colour to suit with the environment, climate and location of this project. | Note
| Rate for painting shall include for painting to door and window reveals. | Note
| Colour of the paint shall be approved by Employer's representative | Note
Internal and External Painting
Ground Floor
1 | Prepare plasterer surfaces of all faces of walls columns, beams and projections and apply one coat of exterior primer/sealer, two coats of weather shield paint as per manufacturer instruction. | m2 | 216
2 | Prepare plasterer surfaces of soffit of slab, beams and projections and apply one coat of exterior primer/sealer, two coats of weather shield paint as per manufacturer instruction. | m2 | 36
1st Floor
3 | Prepare plasterer surfaces of all faces of walls columns, beams and projections and apply one coat of exterior primer/sealer, two coats of weather shield paint as per manufacturer instruction. | m2 | 120
4 | Prepare plaster surfaces of on external & internal ceiling and apply one coat of filler and two coats of emulsion paint as per manufacture's instruction. | m2 | 64
5 | Prepare surfaces of barge and facia boards and apply one coat of aluminium wood primer and two coats of approved colour enamel paint. | m2
TOTAL FOR PAINTING AND DECORATION CARRIED TO SUMMARY
COLLECTION OF BILL NO 14 - SECURITY POSTS (4 UNITS)
A | EXCAVATION AND EARTH WORK
B | CONCRETE WORK
C | MASONRY WORK
D | WATER PROOFING WORK
E | ROOF
F | FLOOR, WALL AND CEILING FINISHES
G | PAINTING AND DECORATION
TOTAL OF BILL NO 14 - SECURITY POSTS (4 UNITS) CARRIED TO GRAND SAMMARY

## Bill 15 -Water, WW and Sewer
BILL NO 15 -WATER SUPPLY, WASTEWATER AND SEWER DISTRIBUTION SYSTEM
ITEM NO. | DESCRIPTION | QTY | UNIT | RATE (TZS) | AMOUNT (TZS)
15A | Water Supply
Borehole Construction
1 | Mobilization, investigation of suitable location which has the best yield for the borehole, drilling 150mm diameter for the 160m depth, sampling and sorting of drilling cuttings at 2m intervals, reaming of borehole 200mm, supply and installation of UPVC casing, installation of bottom cap, installation of gravel pack, borehole development and cleaning, borehole capping and demobilization etc.. | Nos. | 1
Pump Testing
2 | Mobilization, installation and uninstallation of pump and carry out constant pumping test, recovery test, water quality analysis, well head concrete platform and prepare bore hole completion report. | Nos | 1
Installation of Pump
2 | Supply and install Grundfos SP 5A-60 c/w 5.5kW 3phase submersible pump complete with submersible electrical cables, manila rope, heavy duty 50mm diameter UPVC pipes, mild steel adaptor set, control panel, power supply from nearest outlet etc. | Nos. | 1
Rates for all pipes shall include for pipes supports, saddles, clips, screws, nails, hardware fixing, jointing, materials cutting holes, chasing in brick work, concrete etc., and making good the same in all trades and under ground piping all necessary excavation, backfilling, planking and strutting, concrete bedding and hunching, dewatering and disposal of surplus material as directed. The proposal for pipe fixing method to be submitted for prior approval of the Employer's Representative
4 | 50mm Diameter HDPE from bore hole to overhead tank | m | 150
5 | Supply and install 10,000 Litter capacity plastic water storage tank on the platform. Rate shall include for all necessary inlet, outlet, washout and overflow connecting with necessary control valves. | Nos. | 6
6 | Supply and install 50mm diameter 2HP, delivery head 20m, 3 phase water pump with suction pipe from ground storage tanks and delivery pipe to the overhead tank. Rate shall include for necessary control switch and electrical wiring. The pipes are measured separately and installation to be done on the concrete ground floor of overhead tank. | Nos | 1
| Supply and fix 50mm dia. approved quality brass non return valve with necessary accessories. | Nos | 2
TOTAL FOR WATER SUPPLY CARRIED TO SUMMARY
15B | Water Distribution
Rates for all pipes shall include for pipes supports, saddles, clips, screws, nails, hardware fixing, jointing, materials cutting holes, chasing in brick work, concrete etc., and making good the same in all trades and under ground piping all necessary excavation, backfilling, planking and strutting, concrete bedding and hunching, dewatering and disposal of surplus material as directed. The proposal for pipe fixing method to be submitted for prior approval of the Employer's Representative
1 | 50mm Diameter HDPE from overhead tank | m | 400
2 | 32mm Diameter HDPE from overhead tank | m | 150
3 | supply install test and commission water Pressure booster pumps with 5cum/hr at 4bar pressure complete with 600liters Pressure vessel and all required accessories as per Schematic drawing for accommodation Buildings | Nos | 1
4 | Supply and fix 50mm dia. approved quality brass non return valve with necessary accessories. |  | 2
5 | Supply and fix 32mm dia. approved quality brass non return valve with necessary accessories. |  | 2
TOTAL FOR WATER DISTRIBUTION CARRIED TO SUMMARY
15C | Waste Water and Sewer Disposal System
| Rigid uPVC pipes and fittings to conform BS 4660, BS 5481, BS 4576, BS 3943, BS 4514 and BS 5255 wherever applicable to satisfy the specification and as per drawings. |  | Note
| Rates for all pipes to be fixed to the soffit with suitable pipe supports and with necessary fixing accessories etc., to the approval of the Employer's Representative |  | Note
| Rates for all piping shall include for pipe supports, saddles, clips, screws, nails, hardware fixing and jointing materials cutting holes, chasing in brick work, concrete etc., and making good the same in all treads. Rates for under-ground piping shall include for all necessary excavation and backfilling, planking and strutting, concrete bedding and disposal of surplus materials as directed. |  | Note
| Rates for pipes shall include for pipe supports fixed to soffits, walls or clipping to walls as required and for pipe fittings such as bends, tees, Y junctions, reducers, inspection, opening, stops ends, etc., as required. |  | Note
| All waste in vertical stacks shall be in suitable type to bear the pressure |  | Note
| Rates for all underground pipes shall include for all excavation, laid to gradient filling with selected materials and encasing the pipes with concrete as required. |  | Note
| Rates for all underground pipes shall include for all excavation, laid to gradient filling with selected materials, encasing the pipes with concrete as required and laying warning tape . |  | Note
Waste water pipes
1 | 63mm dia waste pipe type 600 | 150 | m
2 | Construction of trap gully for waste water pipe before the connect to the nearest sewer manhole | 70 | Nos.
Sewer pipes
3 | 110mm dia sewer pipe type 600 uPVC pipe | 50 | m
4 | 160mm dia sewer pipe type 600 uPVC pipe | 400 | m
5 | 110mm dia uPVC vent cowl fixed above roof | 6 | Nos.
TOTAL CARRIED TO COLLECTION
6 | Waste water RCC manhole 450x450mm, depth approx. 1000mm,Rate shall be include forming, benching, hunching, 110mm dia 90° Inspection bend and complete with all connection & concrete cover. | 10 | Nos.
7 | Sewer manhole, internal dimensions 600 x 600mm depth to invert level not exceeding 750mm comprising 150mm thick Gr20 plain concrete base, 230mm plastered block wall, 100mm concrete cover slab reinforced with and including BRC mesh (2.2Kg/m2). Rate shall be include forming, benching, hunching and complete with all connection & concrete cover. | 27 | Nos.
8 | Sewer interceptor manhole, internal dimensions 750 x 750mm depth to invert level not exceeding 1000mm comprising 150mm thick Gr20 plain concrete base, 230mm plastered block wall, 100mm concrete cover slab reinforced with and including BRC mesh (2.2Kg/m2). Rate shall be include forming, benching, hunching and complete with all connection & concrete cover. | 1 | Nos.
9 | Construction of Septic tank, 9230mmx6730mm, 3150mm deep as per the detail drawing No. ST/WW/01 & 02. Rate shall include for completing the construction including wall plaster with 1:3 cement sand plaster finished smooth with neat cement grout, providing covers for inspection chambers, Excavation, formwork, reinforcement etc. rate shall include for inlet and outlet connection. | 1 | Nos.
10 | Construction of French drain with gravel screening chamber as per the detail drawing ST/WW/01. | 1
TOTAL CARRIED TO COLLECTION
COLLECTION
Total of Page 3
Total of Page 4
TOTAL FOR WASTEWATER AND SEWER DISPOSAL SYSTEM CARRIED TO SUMMARY
COLLECTION OF BILL NO 15- WATER SUPPLY, WASTEWATER AND SEWER
15A | Water Supply
15B | Water Distribution
1C | Waste Water and Sewer Disposal System
TOTAL OF BILL NO 15 - WATER SUPPLY, WASTEWATER AND SEWER CARRIED TO GRAND SAMMARY

## Bill 16 -Fire Fighting
BILL NO 16 -FIRE FIGHTING INSTALLATION
ITEM NO. | DESCRIPTION | UNIT | QTY | RATE (TZS) | AMOUNT (TZS)
Wet Riser Fire Hydrant Pumps and Pump Room Accessories (at the pump room)
Fire Hydrant Pump shall be selected such a way that, to fulfiller the fire water requirements of Landing Valves, Hose Reels and External Pillar Hydrant systems.
Wet Riser Fire Protection system completed with 2nrs of Centrifugal Fire Pumps (1nr for Duty + 1nr for Stand by) with 1nr of Multi Stage Vertical In lined Jockey Pump, Pressure Tank, Manifold, Pressure Gauges, Switches, Landing Valves, Hose Reel, External Pillar Hydrants, Breeching Inlets, Overhead Fire Water Reserve etc., which make complete operable system.
All the Fire Pumps, Pump Control Panels and other accessories shall be complied dedicated for Fire Protection system applications.
16A | Supply and Installation of Centrifugal End Suction Fire Pumps having minimum capacity of 1,500 l/min at delivery head of 135m (1 nr for Main, 1 nr for Stand-by) with all necessary accessories. | Set | 1
16B | Supply, Installation, Testing and Commissioning of Hose Reel Drum wall mounted, swinging type fitted with 50mm dia X 60 m long, high pressure Type II Thermoplastic hose pipe with shut off nozzle with ball Valve (Conforming to IS 884-1969) on outside of the building as shown on the drawing. | Nr | 6
16C | Piping For Fire Fighting Installations
Supply install test and commissioning of fire fighting pipe network including elbows, bends, reducers and all other joinery works, underground pipes shall be HDPE type C while all exposed pipes shall be of GI of the same class.
16C.1 | 100mm Diameter HDPE | m | 420
16C.2 | 75mm Diameter HDPE | m | 100
16C.3 | 50mm Diameter GI | m | 75
Fire Hydrant
16D | Supply, Installation, Testing and Commissioning of double Headed, SS Hydrant Valve, oblique type 50mm dia with flanged inlet with blank cap & chain as per IS:5290. | Nr | 4
TOTAL CARRIED TO COLLECTION
16E | Automatic Fire Extinguisher
Supply, install, test and commission automatic powder fire extinguisher with actuation temperatures rating 680C and working pressure 14bar. With the following capacity;
16E.1 | 12kg Dry powder | Nr | 16
16E.2 | 12kg CO2 | Nr | 16
16F | Fire Blanket | Nr | 2
TOTAL CARRIED TO COLLECTION
COLLECTION
Total of Page 19
Total of Page 20
TOTAL OF BILL NO 16 -FIRE FIGHTING INSTALLATION CARRIED TO GRAND SAMMARY

## Bill 17 Electrical Installation
BILL NO 17 - ELECTRICAL INSTALLATION
ITEM NO. | DESCRIPTION | QTY | UNIT | RATE (TZS) | AMOUNT (TZS)
17A | MAIN POWER DISTRIBUTION SYSTEM
Supply, erect , test and commissioning the following in conformity with the specifications and the drawings. Include all the necessary accessories e.g round and square boxes, cable lugs, cable glands, screws, nuts and bolts, cable ties and clips etc
Switchgears and distribution boards (contractor attach details of equipment on submission).
1 | 800A Automatic changeover switch | No | 1
2 | 11000/400V 500KVA, 50Hz three phase oil immersed self cooled free breathing transformer design for indoor use complete with LV and HV cable boxes include all the termination kits, angle boots | No | 1
Supply and install distribution boards as ABB, MEMSHIELD UK or approved equivalent
3 | MAIN PANEL: 12 ways TPN panel board with 800A, 415V bus bar rating and 800A 4 pole Mains incomer and all out going MCCBs 1NO.250A, 2NO.160A, 5No.X63A TPN, 2NO. 125A TPN, 2NO. 100A TPN c/w all surge arrester with all measuring instruments eg voltmeter, Ammeter, Selector switch etc as shown in drawing no. 102 Single Line Diagram. | No | 1
4 | SUBPANEL SDB1: 12 ways TPN 250A Sub panel board board, 250A, 415V bus bar rating and 250A 4 pole Mains incomer and all out going MCCBs 12No.X63A TPN as shown in drawing no. 102 -1 Single Line Diagram. | No | 1
5 | SUBPANEL SDB2: 12 ways TPN 160A Sub panel board board, 250A, 415V bus bar rating and 250A 4 pole Mains incomer and all out going MCCBs 12No.X63A TPN as shown in drawing no. 102-2 Single Line Diagram. | No | 1
Supply and install XLPE insulated, steel wire armoured, XLPE sheathed copper cables fixe including the necessary supports and termination accessories
6 | 600/1000V grade 300sq.mm 4-core copper cable from the transformer to Changeover switch, and from the generator to Changeover switch, FROM Changeover switch to MDB | M | 310
7 | 600/1000V grade 95sq.mm 4-core copper cable from MAIN PANEL to SUB DB1 and SUB DB2 | M | 200
8 | 3CX70SQMM 11kV XLPE insulated, steel wire armoured sheathed cables laid in cable trench including supports, terminations, manholes, PVC pipes and all necessary accessories | M | 40
Page total carried to the Collection bellow
Solar Street lights
9 | LED solar street lights complete with the following; | No | 20
i) 8M Pole height 80W LED - for 11-12hrs
ii) Solar panel (life span of more than 25yrs) for 24V lighting, mono crystalline silicon, high efficiency
iii) Battery (life span of more than 8yrs) - Sealed type, gelled, deep cycle, maintenance free
iv) Intelligent solar controller (PWM type, life span 10yrs) , automatic light and time control overcharging and /discharging protection , reverse-connection protection
v) LED light with life span more than 80000hrs White colour, 140lm/w, 30lux, 6500K, IP 65, 120 degree angle
vi) Pole - 8m height , steel, hot deep galvanized, with arm , brackets, flange, fittings etc
10 | Cable tray 220mmx50 c/w all necessary accessories and supports (eg corners, bolts and nuts) | M | 20
Allow for earthing Systems
11 | Excavation for earth pits and back filling at lease 1.5mtrs deep, 2m by 2m wide check the soil characteristic, red soil, Charcoal & salt fill and provide earthing lattice earthing system with 900mm by 900mm by 3mm copper plate as per the drawings and BS7430 Complete with the following: not less than 6 earth rods 1.5m deep, earth inspection kit with grey lid.resistance of 0.1 ohm should be achieved. | No | 4
12 | 1C x 95 sq.mm Cu. Green/yellow Insulated Cable for earthing for Transformer, Generator, and LV panel | LM | 160
AS BUILT DRAWINGS
13 | Allow for providing three full sets of as built drawings and operation manuals, hard copy and soft copy for the whole of the electrical installations | item | 1
TESTING
14 | Allow for testing and commissioning of the whole electrical systems as per respective standards, labelling and marking of all circuits and Distribution Boards, testing | item | 1
15 | Allow for PVC Sleeves 150mm diameter | m | 500
16 | Allow for PVC Sleeves 100mm diameter | m | 398
17 | Allow for PVC Sleeves 50mm diameter | m | 200
18 | Allow for cable manhole chambers (600X600MM) from power room to each building | no | 22
19 | Allow for cable manhole chambers (600X600MM) from server room to buildings | no | 5
Page total carried to the Collection Bellow
COLLECTION
Total of Page 1
Total of Page 2
TOTAL of 17A - MAIN POWER DISTRIBUTION SYSTEM CARRIED TO SUMMARY
17B | SELF-CONTAINED ACCOMMODATION BLOCK
Supply, erect , test and commissioning the following in conformity with the specifications and the drawings. Include all the necessary accessories e.g round and square boxes, cable lugs, cable glands, screws, nuts and bolts, cable ties and clips etc
Supply and install distribution boards as ABB, MEMSHIELD UK or approved equivalent
1 | 8 Ways TPN distribution boards (DB1,2,5 &6) with 63A/100mA RCCB and 63A Isolator income and outgoing MCBs as per schematic drawing No. DB 102 -3 | No | 4
Supply and install XLPE insulated, steel wire armoured, XLPE sheathed copper cables fixe including the necessary supports and termination accessories
2 | 600/1000V grade 95sq.mm 4-core copper cable from the MDB to SUB DB1 | M | 5
3 | 600/1000V grade 16sq.mm 4-core copper cable from Main panel to DBs | M | 300
LIGHTING INSTALLATION
4 | Lighting points comprising 3 x 1.5sq mm PVC single core cable, switching point(s) in conduits concealed in wall/slab, complete , and all accessories necessary as specified. | No | 271
5 | 30 Watts LED bulkhead Ecomax surface mounted IP 65 as Opple (drw Type W) | No | 10
6 | 20 Watts LED bulkhead Ecomax surface mounted IP 65 as Opple (drw Type V) | No | 72
7 | 18 Watts LED Downlight Ecomax III Dim Recessed as Opple (drw Type C) | No | 81
8 | 12 Watts LED Downlight Ecomax III Dim Recessed as Opple (drw Type T) | No | 37
9 | Ceiling fans, 56 inch sweep diameter, complete with speed regulators with “on” and “off” positions, PANASONIC brand or equivalent. | No | 40
10 | Shaver lights | No | 31
11 | 1 Way 2 gang. Legrand, MK, ABB or approved equivalent | No | 133
12 | 2 Way 2 gang. Legrand, MK, ABB or approved equivalent | No | 4
POWER OUTLETS AND ACCESSORIES
13 | Power points for switch sockets comprising of 3 x 2.5sq mm PVC single core copper cable complete with conduiting and all necessary accessories. | NO | 113
Page total carried to the Collection Bellow
14 | Power points for DP switches comprising of 3 x 2.5sq mm PVC single core copper cable complete with conduiting and all necessary accessories. | NO | 112
15 | 13A Twin switch socket outlet with neon indicator LEGRAND Brand for computer | NO | 82
16 | 13A single waterproof socket outlet indicator LEGRAND Brand for shaver | NO | 31
17 | 20A DP Switch with indicator as LEGRAND brand for water heaters, dish washers | NO | 40
18 | Allow conduiting for CCTV POINT only conduiting work exclude cable and camera | No | 20
19 | Allow conduiting for data and telephone point, fire alarm points, TV points | No | 40
20 | Allow for PVC Sleeves 50mm diameter | m | 30
21 | 1C x 10 sq.mm Cu. Green/yellow Insulated Cable for earthing of DBs | LM | 320
22 | 1C x 35 sq.mm Cu. Green/yellow Insulated Cable for earthing SUB LV panel | LM | 5
LIGHTINING PROTECTION
23 | Solid copper air terminal as Furse complete with all mounting accessories. | No | 4
24 | Provide and install a complete lightning protection system in compliance with the specifications and standards of the latest editions of the BS EN 62305. Comprises of air termination, down conductors, horizontal conductor and earthing termination and necessary connection accessories. Provide also Inspection and Certification to satisfy the requirement of the BS EN 62305. Allow for earthing comply with BS and IEE Standards and engineers requirements. (Use 25 x 3mm Bare copper tape as a down and horizontal conductors). | item | 1
Supply, erect , test and commissioning the following Addressable Fire Alarm & Detection System in conformity with the specifications and the drawings Honeywell, C-TEC Or Approved Equal)
FIRE ALARM SYSTEM
25 | Fire detection points comprising 2core of 1.5 sq. mm Pirelli fire cable from the Fire Alarm Control Panel wired in loop to all detection points excluding detection accessories. | No | 40
26 | 2 Loop Networkable Intelligent Analogue Addressable Fire Alarm Control Panel with minimum 80 characters LCD display including 4 Loop driver cards, network card, in-built battery backup for 24 hrs in standby mode & 30 min in alarm condition mode and with required accessories as per C-TEC Or Approved Equal | Pc | 1
27 | Smoke detector complete with mounting base | No | 40
Page total carried to the Collection Bellow
28 | Manual call point | No | 5
29 | Sounder | No | 5
30 | Programming, testing, commissioning and training the users | Item | 1
Page total carried to the Collection Bellow
COLLECTION
Total of Page 4
Total of Page 5
Total of Page 6
TOTAL of 17B - SELF CONTAINED ACCOMMODATION CARRIED TO SUMMARY
17C | STAFF ACCOMMODATION
Supply, erect , test and commissioning the following in conformity with the specifications and the drawings. Include all the necessary accessories e.g round and square boxes, cable lugs, cable glands, screws, nuts and bolts, cable ties and clips etc
Supply and install distribution boards as ABB, MEMSHIELD UK or approved equivalent
1 | 8 Ways SPN distribution boards(DBA 1,2,3,4&5) with 63A/100mA RCCB and 63A Isolator incomer and outgoing MCBs as per schematic drawing No. 102-4 | No | 5
Supply and install XLPE insulated, steel wire armoured, XLPE sheathed copper cables fixe including the necessary supports and termination accessories
2 | 600/1000V grade 16sq.mm 3-core copper cable from Sub panel to DBA1,2,3,4,5 | M | 325
LIGHTING INSTALLATION
3 | Lighting points comprising 3 x 1.5sq mm PVC single core cable, switching point(s) in conduits concealed in wall/slab, complete , and all accessories necessary as specified. | No | 58
4 | 20 Watts LED bulkhead Ecomax surface mounted IP 65 as Opple (drw Type V) | No | 8
5 | 18 Watts LED Downlight Ecomax III Dim Recessed as Opple (drw Type C) | No | 30
6 | 12 Watts LED Downlight Ecomax III Dim Recessed as Opple (drw Type T) | No | 5
7 | Ceiling fans, 56 inch sweep diameter, complete with speed regulators with “on” and “off” positions, PANASONIC brand or equivalent. | No | 10
8 | Shaver lights | No | 5
9 | 1 Way 2 gang. Legrand, MK, ABB or approved equivalent | No | 26
POWER OUTLETS AND ACCESSORIES
10 | Power points for switch sockets comprising of 3 x 2.5sq mm PVC single core copper cable complete with conduiting and all necessary accessories. | NO | 25
11 | Power points for DP switches comprising of 3 x 2.5sq mm PVC single core copper cable complete with conduiting and all necessary accessories. | NO | 12
12 | 13A Twin switch socket outlet with neon indicator LEGRAND Brand for computer | NO | 20
13 | 13A single waterproof socket outlet indicator LEGRAND Brand for shaver | NO | 5
14 | 20A DP Switch with indicator as LEGRAND brand for water heaters, AC | NO | 12
15 | Cooker control unit | No | 5
16 | 3cx6sqmm cable complete with conduiting | m | 75
17 | Allow conduiting for CCTV POINT only conduiting work exclude cable and camera | No | 4
18 | Allow conduiting for data and telephone point, fire alarm points, TV points | No | 36
Page total carried to the Collection Bellow
19 | Allow for PVC Sleeves 32mm diameter | m | 450
20 | 1C x 6 sq.mm Cu. Green/yellow Insulated Cable for earthing of DBs | LM | 325
LIGHTINING PROTECTION
21 | Solid copper air terminal as Furse complete with all mounting accessories. | No | 2
22 | Provide and install a complete lightning protection system in compliance with the specifications and standards of the latest editions of the BS EN 62305. Comprises of air termination, down conductors, horizontal conductor and earthing termination and necessary connection accessories. Provide also Inspection and Certification to satisfy the requirement of the BS EN 62305. Allow for earthing comply with BS and IEE Standards and engineers requirements. (Use 25 x 3mm Bare copper tape as a down and horizontal conductors). | item | 1
Supply, erect , test and commissioning the following Conventional Fire Alarm & Detection System in conformity with the specifications and the drawings Honeywell, C-TEC Or Approved Equal)
FIRE ALARM SYSTEM
23 | Fire detection points comprising 2core of 1.5 sq. mm Pirelli fire cable from the Fire Alarm Control Panel wired in loop to all detection points excluding detection accessories. | No | 21
24 | 2 zone conventional fire alarm control panel. Surface mounting with 2 detection zones and 2 sounder outputs | Pc | 1
25 | Smoke detector complete with mounting base | No | 5
26 | Heat detector complete with mounting base | No | 5
27 | Manual call point | No | 5
28 | Sounder | No | 5
29 | Programming, testing, commissioning and training the users | Item | 1
Page total carried to the Collection Bellow
COLLECTION
Total of Page 7
Total of Page 8
TOTAL of 17C - STAFF ACCOMMODATION CARRIED TO SUMMARY
17D | CANTEEN
Supply, erect , test and commissioning the following in conformity with the specifications and the drawings. Include all the necessary accessories e.g round and square boxes, cable lugs, cable glands, screws, nuts and bolts, cable ties and clips etc
Supply and install distribution boards as ABB, MEMSHIELD UK or approved equivalent
1 | 4 Ways TPN distribution board (DB-K) with 63A/100mA RCCB and 63A Isolator incomer and outgoing MCBs as per schematic drawing No. 102 -5 | No | 1
Supply and install XLPE insulated, steel wire armoured, XLPE sheathed copper cables fixe including the necessary supports and termination accessories
2 | 600/1000V grade 16sq.mm 4-core copper cable from Sub panel to DBK | M | 53
LIGHTING INSTALLATION
3 | Lighting points comprising 3 x 1.5sq mm PVC single core cable, switching point(s) in conduits concealed in wall/slab, complete , and all accessories necessary as specified. | No | 47
4 | 20 Watts LED bulkhead Ecomax surface mounted IP 65 as Opple (drw Type V) | No | 12
5 | 56 inch Ceiling fan | No | 8
6 | LED waterproof performers 2 IP54, 40 watts complete with diffuser and lamp as opple (TYPE E) | No | 7
7 | 18 Watts LED Downlight Ecomax III Dim Recessed as Opple (drw Type D) | No | 20
8 | 1 Way 2 gang. Legrand, MK, ABB or approved equivalent | No | 7
POWER OUTLETS AND ACCESSORIES
9 | Power points for switch sockets comprising of 3 x 2.5sq mm PVC single core copper cable complete with conduiting and all necessary accessories. | NO | 18
10 | 13A Twin switch socket outlet with neon indicator LEGRAND Brand for computer | NO | 18
11 | Cooker control unit | No | 1
12 | 3cx6sqmm cable complete with conduiting | m | 12
13 | Allow conduiting for data and telephone point, fire alarm points, TV points | No | 15
14 | Allow for PVC Sleeves 32mm diameter | m | 15
15 | 1C x 6 sq.mm Cu. Green/yellow Insulated Cable for earthing of DBs | LM | 325
Page total carried to the Collection Bellow
LIGHTINING PROTECTION
16 | Solid copper air terminal as Furse complete with all mounting accessories. | No | 1
17 | Provide and install a complete lightning protection system in compliance with the specifications and standards of the latest editions of the BS EN 62305. Comprises of air termination, down conductors, horizontal conductor and earthing termination and necessary connection accessories. Provide also Inspection and Certification to satisfy the requirement of the BS EN 62305. Allow for earthing comply with BS and IEE Standards and engineers requirements. (Use 25 x 3mm Bare copper tape as a down and horizontal conductors). | item | 1
Supply, erect , test and commissioning the following Conventional Fire Alarm & Detection System in conformity with the specifications and the drawings Honeywell, C-TEC Or Approved Equal)
FIRE ALARM SYSTEM
18 | Fire detection points comprising 2core of 1.5 sq. mm Pirelli fire cable from the Fire Alarm Control Panel wired in loop to all detection points excluding detection accessories. | No | 14
19 | 2 zone conventional fire alarm control panel. Surface mounting with 2 detection zones and 2 sounder outputs | Pc | 1
20 | Smoke detector complete with mounting base | No | 8
21 | Heat detector complete with mounting base | No | 1
22 | Manual call point | No | 2
23 | Sounder | No | 2
24 | Programming, testing, commissioning and training the users | Item | 1
Page total carried to the Collection Bellow
COLLECTION
Total of Page 9
Total of Page 10
TOTAL of 17D - CANTEEN CARRIED TO SUMMARY
17E | WAITING SHELTERS
17E.1 | MHD WAITING SHELTER 1 | 1
Supply, erect , test and commissioning the following in conformity with the specifications and the drawings. Include all the necessary accessories e.g round and square boxes, cable lugs, cable glands, screws, nuts and bolts, cable ties and clips etc
LIGHTING INSTALLATION
1 | Lighting points comprising 3 x 1.5sq mm PVC single core cable, switching point(s) in conduits concealed in wall/slab, complete , and all accessories necessary as specified. | No | 12
2 | 20 Watts LED bulkhead Ecomax surface mounted IP 65 as Opple (drw Type J) | No | 6
3 | LED waterproof performers 2 IP54, 40 watts complete with diffuser and lamp as opple (TYPE E) | No | 6
4 | 1 Way 2 gang. Legrand, MK, ABB or approved equivalent | No | 4
LIGHTINING PROTECTION
5 | Solid copper air terminal as Furse complete with all mounting accessories. | No | 1
6 | Provide and install a complete lightning protection system in compliance with the specifications and standards of the latest editions of the BS EN 62305. Comprises of air termination, down conductors, horizontal conductor and earthing termination and necessary connection accessories. Provide also Inspection and Certification to satisfy the requirement of the BS EN 62305. Allow for earthing comply with BS and IEE Standards and engineers requirements. (Use 25 x 3mm Bare copper tape as a down and horizontal conductors). | item | 1
Page total carried to the Collection Bellow
17E.2 | MHD WAITING SHELTER 2
Supply, erect , test and commissioning the following in conformity with the specifications and the drawings. Include all the necessary accessories e.g round and square boxes, cable lugs, cable glands, screws, nuts and bolts, cable ties and clips etc
LIGHTING INSTALLATION
1 | Lighting points comprising 3 x 1.5sq mm PVC single core cable, switching point(s) in conduits concealed in wall/slab, complete , and all accessories necessary as specified. | No | 12
2 | 20 Watts LED bulkhead Ecomax surface mounted IP 65 as Opple (drw Type J) | No | 6
3 | LED waterproof performers 2 IP54, 40 watts complete with diffuser and lamp as opple (TYPE E) | No | 6
4 | 1 Way 2 gang. Legrand, MK, ABB or approved equivalent | No | 4
LIGHTINING PROTECTION
5 | Solid copper air terminal as Furse complete with all mounting accessories. | No | 1
6 | Provide and install a complete lightning protection system in compliance with the specifications and standards of the latest editions of the BS EN 62305. Comprises of air termination, down conductors, horizontal conductor and earthing termination and necessary connection accessories. Provide also Inspection and Certification to satisfy the requirement of the BS EN 62305. Allow for earthing comply with BS and IEE Standards and engineers requirements. (Use 25 x 3mm Bare copper tape as a down and horizontal conductors). | item | 1
Page total carried to the Collection Bellow
17E.3 | DINING SHELTER 1
Supply, erect , test and commissioning the following in conformity with the specifications and the drawings. Include all the necessary accessories e.g round and square boxes, cable lugs, cable glands, screws, nuts and bolts, cable ties and clips etc
LIGHTING INSTALLATION
1 | Lighting points comprising 3 x 1.5sq mm PVC single core cable, switching point(s) in conduits concealed in wall/slab, complete , and all accessories necessary as specified. | No | 12
2 | 20 Watts LED bulkhead Ecomax surface mounted IP 65 as Opple (drw Type J) | No | 6
3 | LED waterproof performers 2 IP54, 40 watts complete with diffuser and lamp as opple (TYPE E) | No | 6
4 | 1 Way 2 gang. Legrand, MK, ABB or approved equivalent | No | 4
POWER OUTLETS AND ACCESSORIES
9 | Power points for switch sockets comprising of 3 x 2.5sq mm PVC single core copper cable complete with conduiting and all necessary accessories. | NO | 4
10 | 13A Twin switch socket outlet with neon indicator LEGRAND Brand for computer | NO | 4
LIGHTINING PROTECTION
5 | Solid copper air terminal as Furse complete with all mounting accessories. | No | 1
6 | Provide and install a complete lightning protection system in compliance with the specifications and standards of the latest editions of the BS EN 62305. Comprises of air termination, down conductors, horizontal conductor and earthing termination and necessary connection accessories. Provide also Inspection and Certification to satisfy the requirement of the BS EN 62305. Allow for earthing comply with BS and IEE Standards and engineers requirements. (Use 25 x 3mm Bare copper tape as a down and horizontal conductors). | item | 1
Page total carried to the Collection Bellow
COLLECTION
Total of Page 11
Total of Page 12
Total of Page 13
TOTAL of 17E - WAITING SHELTERS CARRIED TO SUMMARY
17F | LAUNDRY
Supply, erect , test and commissioning the following in conformity with the specifications and the drawings. Include all the necessary accessories e.g round and square boxes, cable lugs, cable glands, screws, nuts and bolts, cable ties and clips etc
Supply and install distribution boards as ABB, MEMSHIELD UK or approved equivalent
1 | 4 Ways TPN distribution board(DBY) with 63A/100mA RCCB and 63A Isolator incomer and outgoing MCBs as per schematic drawing No. 102-6 | No | 1
Supply and install XLPE insulated, steel wire armoured, XLPE sheathed copper cables fixe including the necessary supports and termination accessories
2 | 600/1000V grade 16sq.mm 4-core copper cable from Sub panel to DBY | M | 50
LIGHTING INSTALLATION
3 | Lighting points comprising 3 x 1.5sq mm PVC single core cable, switching point(s) in conduits concealed in wall/slab, complete , and all accessories necessary as specified. | No | 19
4 | 20 Watts LED bulkhead Ecomax surface mounted IP 65 as Opple (drw Type J) | No | 4
5 | LED waterproof performers 2 IP54, 40 watts complete with diffuser and lamp as opple (TYPE E) | No | 6
6 | 56 inch Ceiling fan | No | 2
7 | 1 Way 2 gang. Legrand, MK, ABB or approved equivalent | No | 2
POWER OUTLETS AND ACCESSORIES
8 | Power points for switch sockets comprising of 3 x 2.5sq mm PVC single core copper cable complete with conduiting and all necessary accessories. | NO | 6
9 | 13A Twin switch socket outlet with neon indicator LEGRAND Brand for computer | NO | 6
10 | 20A DP Switch with indicator as LEGRAND brand for water heaters, AC | NO | 3
11 | Allow conduiting for data and telephone point, fire alarm points, TV points | No | 1
12 | Allow for PVC Sleeves 32mm diameter | m | 4
13 | 1C x 6 sq.mm Cu. Green/yellow Insulated Cable for earthing of DBs | LM | 50
Page total carried to the Collection Bellow
LIGHTINING PROTECTION
14 | Solid copper air terminal as Furse complete with all mounting accessories. | No | 1
15 | Provide and install a complete lightning protection system in compliance with the specifications and standards of the latest editions of the BS EN 62305. Comprises of air termination, down conductors, horizontal conductor and earthing termination and necessary connection accessories. Provide also Inspection and Certification to satisfy the requirement of the BS EN 62305. Allow for earthing comply with BS and IEE Standards and engineers requirements. (Use 25 x 3mm Bare copper tape as a down and horizontal conductors). | item | 1
TOTAL C/F TO SUMMARY PAGE
COLLECTION
Total of Page 30
Total of Page 31
TOTAL of 17F - LUANDRY CARRIED TO SUMMARY
17G | STORAGE FACILITY
Supply, erect , test and commissioning the following in conformity with the specifications and the drawings. Include all the necessary accessories e.g round and square boxes, cable lugs, cable glands, screws, nuts and bolts, cable ties and clips etc
Supply and install distribution boards as ABB, MEMSHIELD UK or approved equivalent
1 | 4 Ways TPN distribution boards( DBW1&2) with 63A/100mA RCCB and 63A Isolator incomer and outgoing MCBs as per schematic drawing No. 102 -6 | No | 2
Supply and install XLPE insulated, steel wire armoured, XLPE sheathed copper cables fixe including the necessary supports and termination accessories
2 | 600/1000V grade 16sq.mm 4-core copper cable from Sub panel to DBW1,2,3,4 | M | 80
LIGHTING INSTALLATION
3 | Lighting points comprising 3 x 1.5sq mm PVC single core cable, switching point(s) in conduits concealed in wall/slab, complete , and all accessories necessary as specified. | No | 22
4 | 20 Watts LED bulkhead Ecomax surface mounted IP 65 as Opple (drw Type J) | No | 6
5 | LED waterproof performers 2 IP54, 40 watts complete with diffuser and lamp as opple (TYPE E) | No | 12
6 | 20 Watts LED bulkhead Ecomax surface mounted IP 65 as Opple (drw Type V) | No | 6
7 | 1 Way 2 gang. Legrand, MK, ABB or approved equivalent | No | 4
POWER OUTLETS AND ACCESSORIES
8 | Power points for switch sockets comprising of 3 x 2.5sq mm PVC single core copper cable complete with conduiting and all necessary accessories. | NO | 8
9 | 13A Twin switch socket outlet with neon indicator LEGRAND Brand for computer | NO | 8
10 | Allow conduiting for data and telephone point, fire alarm points, TV points | No | 10
11 | Allow for PVC Sleeves 32mm diameter | m | 40
12 | 1C x 6 sq.mm Cu. Green/yellow Insulated Cable for earthing of DBs | LM | 80
LIGHTINING PROTECTION
13 | Solid copper air terminal as Furse complete with all mounting accessories. | No | 2
14 | Provide and install a complete lightning protection system in compliance with the specifications and standards of the latest editions of the BS EN 62305. Comprises of air termination, down conductors, horizontal conductor and earthing termination and necessary connection accessories. Provide also Inspection and Certification to satisfy the requirement of the BS EN 62305. Allow for earthing comply with BS and IEE Standards and engineers requirements. (Use 25 x 3mm Bare copper tape as a down and horizontal conductors). | item | 1
TOTAL of 17G- WAREHOUSE CARRIED TO SUMMARY
17H | WATER PURIFICATION FACILITY
Supply, erect , test and commissioning the following in conformity with the specifications and the drawings. Include all the necessary accessories e.g round and square boxes, cable lugs, cable glands, screws, nuts and bolts, cable ties and clips etc
Supply and install distribution boards as ABB, MEMSHIELD UK or approved equivalent
1 | 4 Ways TPN distribution board (DBD) with 63A/100mA RCCB and 63A Isolator incomer and outgoing MCBs as per schematic drawing No. 102 -6 | No | 1
Supply and install XLPE insulated, steel wire armoured, XLPE sheathed copper cables fixe including the necessary supports and termination accessories
2 | 600/1000V grade 16sq.mm 4-core copper cable from Sub panel to DBD | M | 20
LIGHTING INSTALLATION
3 | Lighting points comprising 3 x 1.5sq mm PVC single core cable, switching point(s) in conduits concealed in wall/slab, complete , and all accessories necessary as specified. | No | 10
4 | 20 Watts LED bulkhead Ecomax surface mounted IP 65 as Opple (drw Type J) | No | 4
5 | LED waterproof performers 2 IP54, 40 watts complete with diffuser and lamp as opple (TYPE E) | No | 6
6 | 1 Way 2 gang. Legrand, MK, ABB or approved equivalent | No | 4
POWER OUTLETS AND ACCESSORIES
7 | Power points for switch sockets comprising of 3 x 2.5sq mm PVC single core copper cable complete with conduiting and all necessary accessories. | NO | 5
8 | 13A Twin switch socket outlet with neon indicator LEGRAND Brand for computer | NO | 5
9 | Allow for PVC Sleeves 32mm diameter | m | 20
10 | 1C x 6 sq.mm Cu. Green/yellow Insulated Cable for earthing of DBs | LM | 20
LIGHTINING PROTECTION
11 | Solid copper air terminal as Furse complete with all mounting accessories. | No | 1
12 | Provide and install a complete lightning protection system in compliance with the specifications and standards of the latest editions of the BS EN 62305. Comprises of air termination, down conductors, horizontal conductor and earthing termination and necessary connection accessories. Provide also Inspection and Certification to satisfy the requirement of the BS EN 62305. Allow for earthing comply with BS and IEE Standards and engineers requirements. (Use 25 x 3mm Bare copper tape as a down and horizontal conductors). | item | 1
TOTAL of 17H - WATER PURIFICATION FACILITY CARRIED TO SUMMARY
17J | ABLUTION FOR BENEFICIARY (STAFF & BENEFICIARIES)
Quantities are provided for 2 units of Ablution Facility at the location shown in the master Plan
Supply, erect , test and commissioning the following in conformity with the specifications and the drawings. Include all the necessary accessories e.g round and square boxes, cable lugs, cable glands, screws, nuts and bolts, cable ties and clips etc
LIGHTING INSTALLATION
1 | Lighting points comprising 3 x 1.5sq mm PVC single core cable, switching point(s) in conduits concealed in wall/slab, complete , and all accessories necessary as specified. | No | 26
2 | 20 Watts LED bulkhead Ecomax surface mounted IP 65 as Opple (drw Type V) | No | 4
3 | 20 Watts LED bulkhead Ecomax surface mounted IP 65 as Opple (drw Type J) | No | 6
4 | 12 Watts LED Downlight Ecomax III Dim Recessed as Opple (drw Type T) | No | 16
5 | 1 Way 2 gang. Legrand, MK, ABB or approved equivalent | No | 2
LIGHTINING PROTECTION
6 | Solid copper air terminal as Furse complete with all mounting accessories. | No | 2
7 | Provide and install a complete lightning protection system in compliance with the specifications and standards of the latest editions of the BS EN 62305. Comprises of air termination, down conductors, horizontal conductor and earthing termination and necessary connection accessories. Provide also Inspection and Certification to satisfy the requirement of the BS EN 62305. Allow for earthing comply with BS and IEE Standards and engineers requirements. (Use 25 x 3mm Bare copper tape as a down and horizontal conductors). | item | 2
TOTAL of 17J - ABLUTION FACILITY CARRIED TO SUMMARY
17K | MHD STORE
Supply, erect , test and commissioning the following in conformity with the specifications and the drawings. Include all the necessary accessories e.g round and square boxes, cable lugs, cable glands, screws, nuts and bolts, cable ties and clips etc
Supply and install distribution boards as ABB, MEMSHIELD UK or approved equivalent
1 | 4 Ways TPN distribution board (DBW) with 63A/100mA RCCB and 63A Isolator incomer and outgoing MCBs as per schematic drawing No. 102 DBW | No | 1
Supply and install XLPE insulated, steel wire armoured, XLPE sheathed copper cables fixe including the necessary supports and termination accessories
2 | 600/1000V grade 16sq.mm 4-core copper cable from Sub panel to DBW | M | 25
LIGHTING INSTALLATION
3 | Lighting points comprising 3 x 1.5sq mm PVC single core cable, switching point(s) in conduits concealed in wall/slab, complete , and all accessories necessary as specified. | No | 7
4 | 20 Watts LED bulkhead Ecomax surface mounted IP 65 as Opple (drw Type J) | No | 2
5 | LED waterproof performers 2 IP54, 40 watts complete with diffuser and lamp as opple (TYPE E) | No | 4
6 | 20 Watts LED bulkhead Ecomax surface mounted IP 65 as Opple (drw Type V) | No | 1
7 | 1 Way 2 gang. Legrand, MK, ABB or approved equivalent | No | 1
POWER OUTLETS AND ACCESSORIES
8 | Power points for switch sockets comprising of 3 x 2.5sq mm PVC single core copper cable complete with conduiting and all necessary accessories. | NO | 4
9 | 13A Twin switch socket outlet with neon indicator LEGRAND Brand for computer | NO | 4
10 | Allow conduiting for data and telephone point, fire alarm points, TV points | No | 1
11 | Allow for PVC Sleeves 32mm diameter | m | 20
12 | 1C x 6 sq.mm Cu. Green/yellow Insulated Cable for earthing of DBs | LM | 30
LIGHTINING PROTECTION
13 | Solid copper air terminal as Furse complete with all mounting accessories. | No | 1
14 | Provide and install a complete lightning protection system in compliance with the specifications and standards of the latest editions of the BS EN 62305. Comprises of air termination, down conductors, horizontal conductor and earthing termination and necessary connection accessories. Provide also Inspection and Certification to satisfy the requirement of the BS EN 62305. Allow for earthing comply with BS and IEE Standards and engineers requirements. (Use 25 x 3mm Bare copper tape as a down and horizontal conductors). | item | 1
TOTAL of 17K - MHD STORE CARRIED TO SUMMARY
17M | MSD VACCINATION
Supply, erect , test and commissioning the following in conformity with the specifications and the drawings. Include all the necessary accessories e.g round and square boxes, cable lugs, cable glands, screws, nuts and bolts, cable ties and clips etc
Supply and install distribution boards as ABB, MEMSHIELD UK or approved equivalent
1 | 4 Ways TPN distribution board (DBV) with 63A/100mA RCCB and 63A Isolator incomer and outgoing MCBs as per schematic drawing No. 102 -7 | No | 1
Supply and install XLPE insulated, steel wire armoured, XLPE sheathed copper cables fixe including the necessary supports and termination accessories
2 | 600/1000V grade 16sq.mm 4-core copper cable from Sub panel to DBV | M | 40
LIGHTING INSTALLATION
3 | Lighting points comprising 3 x 1.5sq mm PVC single core cable, switching point(s) in conduits concealed in wall/slab, complete , and all accessories necessary as specified. | No | 13
4 | 20 Watts LED bulkhead Ecomax surface mounted IP 65 as Opple (drw Type J) | No | 3
5 | Recessed LED 40watts, 600mmX600mm panel As Opple lights (drw Type A) | No | 6
6 | 20 Watts LED bulkhead Ecomax surface mounted IP 65 as Opple (drw Type V) | No | 4
7 | 1 Way 2 gang. Legrand, MK, ABB or approved equivalent | No | 4
POWER OUTLETS AND ACCESSORIES
8 | Power points for switch sockets comprising of 3 x 2.5sq mm PVC single core copper cable complete with conduiting and all necessary accessories. | NO | 7
9 | Power points for DP switches comprising of 3 x 2.5sq mm PVC single core copper cable complete with conduiting and all necessary accessories. | NO | 2
10 | 13A Twin switch socket outlet with neon indicator LEGRAND Brand for computer | NO | 7
11 | 20A DP Switch with indicator as LEGRAND brand for water heaters, AC | NO | 2
12 | Allow conduiting for data and telephone point, fire alarm points, TV points | No | 11
13 | Allow for PVC Sleeves 32mm diameter | m | 4
14 | 1C x 6 sq.mm Cu. Green/yellow Insulated Cable for earthing of DBs | LM | 40
Page total carried to the Collection Bellow
LIGHTINING PROTECTION
15 | Solid copper air terminal as Furse complete with all mounting accessories. | No | 1
16 | Provide and install a complete lightning protection system in compliance with the specifications and standards of the latest editions of the BS EN 62305. Comprises of air termination, down conductors, horizontal conductor and earthing termination and necessary connection accessories. Provide also Inspection and Certification to satisfy the requirement of the BS EN 62305. Allow for earthing comply with BS and IEE Standards and engineers requirements. (Use 25 x 3mm Bare copper tape as a down and horizontal conductors). | item | 1
Supply, erect , test and commissioning the following Conventional Fire Alarm & Detection System in conformity with the specifications and the drawings Honeywell, C-TEC Or Approved Equal)
FIRE ALARM SYSTEM
17 | Fire detection points comprising 2core of 1.5 sq. mm Pirelli fire cable from the Fire Alarm Control Panel wired in loop to all detection points excluding detection accessories. | No | 8
18 | 2 zone conventional fire alarm control panel. Surface mounting with 2 detection zones and 2 sounder outputs | Pc | 1
19 | Smoke detector complete with mounting base | No | 4
20 | Manual call point | No | 1
21 | Sounder | No | 1
22 | Programming, testing, commissioning and training the users | Item | 1
Page total carried to the Collection Bellow
Total of Page 38
Total of Page 39
TOTAL of 17M - MHD VACCINATION CARRIED TO SUMMARY
17N | BENEFICIARY KITCHEN
Supply, erect , test and commissioning the following in conformity with the specifications and the drawings. Include all the necessary accessories e.g round and square boxes, cable lugs, cable glands, screws, nuts and bolts, cable ties and clips etc
Supply and install distribution boards as ABB, MEMSHIELD UK or approved equivalent
1 | 4 Ways TPN distribution board with 63A/100mA RCCB and 63A Isolator incomer and outgoing MCBs as per schematic drawing No. 102 DBN | No | 1
Supply and install XLPE insulated, steel wire armoured, XLPE sheathed copper cables fixe including the necessary supports and termination accessories
2 | 600/1000V grade 16sq.mm 4-core copper cable from Sub panel to DBN | M | 70
LIGHTING INSTALLATION
3 | Lighting points comprising 3 x 1.5sq mm PVC single core cable, switching point(s) in conduits concealed in wall/slab, complete , and all accessories necessary as specified. | No | 18
4 | 20 Watts LED bulkhead Ecomax surface mounted IP 65 as Opple (drw Type J) | No | 6
5 | Recessed LED 40watts, 600mmX600mm panel As Opple lights (drw Type A) | No | 2
6 | LED waterproof performers 2 IP54, 40 watts complete with diffuser and lamp as opple (TYPE E) | No | 8
7 | 12 Watts LED Downlight Ecomax III Dim Recessed as Opple (drw Type T) | No | 2
8 | 1 Way 2 gang. Legrand, MK, ABB or approved equivalent | No | 4
POWER OUTLETS AND ACCESSORIES
9 | Power points for switch sockets comprising of 3 x 2.5sq mm PVC single core copper cable complete with conduiting and all necessary accessories. | NO | 6
10 | DP points for AC switch comprising of 3 x 2.5sq mm PVC single core copper cable complete with conduiting and all necessary accessories. | NO | 2
11 | 13A Twin switch socket outlet with neon indicator LEGRAND Brand for computer | NO | 6
12 | 20A DP Switch with indicator as LEGRAND brand for AC | NO | 2
13 | Allow for DATA point conduiting and socket only | NO | 1
14 | Allow for PVC Sleeves 32mm diameter | m | 10
15 | 1C x 6 sq.mm Cu. Green/yellow Insulated Cable for earthing of DBs | LM | 70
Page total carried to the Collection Bellow
LIGHTINING PROTECTION
16 | Solid copper air terminal as Furse complete with all mounting accessories. | No | 1
15 | Provide and install a complete lightning protection system in compliance with the specifications and standards of the latest editions of the BS EN 62305. Comprises of air termination, down conductors, horizontal conductor and earthing termination and necessary connection accessories. Provide also Inspection and Certification to satisfy the requirement of the BS EN 62305. Allow for earthing comply with BS and IEE Standards and engineers requirements. (Use 25 x 3mm Bare copper tape as a down and horizontal conductors). | item | 1
Page total carried to the Collection Bellow
Total of Page 40
Total of Page 41
TOTAL of 17N - BENIFICIARY KITCHEN CARRIED TO SUMMARY
17P | SECURITY POST 4Nos
Supply, erect , test and commissioning the following in conformity with the specifications and the drawings. Include all the necessary accessories e.g round and square boxes, cable lugs, cable glands, screws, nuts and bolts, cable ties and clips etc
LIGHTING INSTALLATION
1 | Lighting points comprising 3 x 1.5sq mm PVC single core cable, switching point(s) in conduits concealed in wall/slab, complete , and all accessories necessary as specified. | No | 16
2 | 20 Watts LED bulkhead Ecomax surface mounted IP 65 as Opple (drw Type J) | No | 8
3 | LED waterproof performers 2 IP54, 40 watts complete with diffuser and lamp as opple (TYPE T) | No | 8
4 | 13A Twin switch socket outlet with neon indicator LEGRAND Brand for computer | NO | 4
5 | 1 Way 2 gang. Legrand, MK, ABB or approved equivalent | No | 4
LIGHTINING PROTECTION
6 | Solid copper air terminal as Furse complete with all mounting accessories. | No | 4
7 | Provide and install a complete lightning protection system in compliance with the specifications and standards of the latest editions of the BS EN 62305. Comprises of air termination, down conductors, horizontal conductor and earthing termination and necessary connection accessories. Provide also Inspection and Certification to satisfy the requirement of the BS EN 62305. Allow for earthing comply with BS and IEE Standards and engineers requirements. (Use 25 x 3mm Bare copper tape as a down and horizontal conductors). | item | 4
TOTAL of 17P-SECURITY POSTS CARRIED TO SUMMARY
SUMMARY OF ELECTRICAL INSTALLATION
Bill No. | DESCRIPTION
17A | MAIN POWER DISTRIBUTION SYSTEM
17B | SELF CONTANED ACCOMMODATION BUILDING
17C | STAFF ACCOMMODATION
17D | CANTEEN AND KITCHEN
17E | WAITING SHELTERS
17F | LAUNDRY
17G | STORAGE FACILITY
17H | WATER PURIFICATION FACILITY
17J | ABLUTION FACILITY (STAFF & BENEFICIARIES)
17K | MHD STORE
17M | MHD VACCINATION
17N | BENIFICIARY KITCHEN
17P | SECURITY POSTS (4Nos)
TOTAL OF NILL NO. 17 -ELECTRICAL INSTALLATION CARRIED TO GRAND SUMMARY

## Bill 18-Site Development
BILL NO 18 -SITE DEVELOPMENT, ROAD, FOOTWALK, CORRIDORS, FENCING,BOUBDARY WALL AND LANDSCAPING
ITEM NO. | DESCRIPTION | QTY | UNIT | RATE (TZS) | AMOUNT (TZS)
18A | Internal Roads, Road Side Drains and Culverts
| The road formation levels will be decided at site with respect to the building formation levels and the topography. The quantities are provided. |  | Note
1 | Excavation for formation of subgrade level of the road in any material other than rock requiring blasting depth not exceeding 1.5m. Rate shall include for compacting the bottom of excavation, suitable soil for formation road fill deposited at site and remove surplus remove from site as directed. | M3 | 850
2 | Approved available hard earth filling including levelling, watering and compacting in 150mm layers to formation of road base level with 98% compaction. (Payment shall be made for compacted volume) | M3 | 1120
4 | 150mm thick imported soil filling (CBR greater than 15) in formation of repaired subgrade with 98% compaction. (Payment shall be made for compacted volume) | M3 | 840
5 | 200mm thick natural gravel base filling, class 15 (CBR greater than 15) with 98% compaction. (Payment shall be made for compacted volume) | M3 | 1120
Concrete work
| The bidders are requested to refer General Notes, Pricing Preambles, Drawings, Specifications, Conditions of Contract, Special Conditions of Contract and all other relevant documents prior to pricing of the following items. |  | Note
| Rate shall include for depositing, handling, hoisting into position, vibrating, curing etc. and making good after removal of formwork etc. |  | Note
| All Concrete Works shall comply to the specifications, filled into formwork and well packed around reinforcement. |  | Note
| Rate shall include for supplying and laying of gauge 1000 polythene on ground, where concrete is in direct contact with ground, before pouring concrete unless other wise measured separately. |  | Note
| Coarse aggregate should be granite material. Metal to be used shall be granite comply to the specification. |  | Note
| Fine aggregate shall be river sand |  | Note
TOTAL CARRIED TO COLLECTION
| Rate for concreting columns, walls shall include for kickers and cover blocks. |  | Note
7 | Supply and fix standard concrete roadside kerb 450mmx230x160mm with grade 20(20mm) concrete bedding and fill the joint with 1:2 cement sand mortar. | m | 1600
8 | Supply and lay 60mm thick approved quality and design precast concrete interlock paving block on pavement area around the vehicle park. Rate shall include for compact, level and prepare the surface and provide 50mm thick sand or quarry dust cushion to receive the interlock paving. | M2 | 960
9 | supply and fix 75mm thick UPC pipe for draining of rain water to the drain across the pavement. | M2 | 120
Storm Water Road Side Drains -Type R01 (360m Long) & Type R02 (380m)
11 | Excavation for drain construction in any material other than rock requiring blasting depth not exceeding 1.5m. Rate shall include for compacting the bottom of excavation, part return fill to excavation and rammed, surplus disposed off site as directed. | 387 | m3
12 | 75mm thick plain In-situ Concrete; Nominal Grade 20, mix ratio 1:2:4 (20mm) or appropriate with 20 mm aggregates in drain bottom concrete. | 520 | m3
13 | 150mm thick cement sand solid block masonry cast in 1:6 cement sand mix and built with 1:4 cement sand mortar. Rate shall include for continuous curing for 7 days | 576 | m2
14 | Average 150mm thick stone masonry pitching on side wall of Type R02 drains with 1:4 cement sand mortar. Rate shall include for continuous curing for 7 days | 495 | m2
15 | 20mm thick, 1:3 cement and sand mix rendering on workshop area floor finish smooth with neat cement grout. | 1433 | m2
16 | Backfilling with available earth to make up levels and depositing and compacting properly. | M3 | 100
TOTAL CARRIED TO COLLECTION
Concrete Pipe Culvert Type C1
17 | Excavation for culvert construction in any material other than rock requiring blasting depth not exceeding 1.5m. Rate shall include for compacting the bottom of excavation, part return fill to excavation and rammed, surplus disposed off site as directed. | M3 | 60
18 | Backfilling available earth to make up levels and depositing and compacting in 200mm thick layers. | M3 | 20
19 | 50mm screed with Grade 25(20mm) concrete | M2 | 15
20 | Grade 25 Reinforced cement concrete in head wall construction of culvert as per detail drawing and finish the fair face surface. | M3 | 4
21 | Tor steel reinforcement (to BS 4449 and characteristic strength fy = 460N/mm2) | kg | 1500
22 | 16mm thick plywood formwork for sides of the head wall concrete. | M2 | 80
23 | Supply and laying 600mm diameter (internal) approved quality precast concrete pipes. | m | 41
TOTAL CARRIED TO COLLECTION
COLLECTION
Total of Page 1
Total of Page 2
Total of Page 3
18A | TOTAL FOR INTERNAL ROADS, DRAINS AND CULVERTS CARRIED TO SUMMARY
18B | Vehicle Parking
1 | Clearing site vegetation including top soil removing for maximum 150mm, compacting and disposal of all surplus excavated material away from the site as directed. | 2250 | m2
2 | Excavation of excess soil above the formation level of vehicle parking area other than rock requiring blasting depth not exceeding 1.5m. Rate shall include for compacting the bottom of excavation, suitable soil for formation road fill deposited at site and remove surplus remove from site as directed. | M3 | 225
3 | Approved available hard earth filling including levelling, watering and compacting in 150mm layers to formation of road base level with 98% compaction. (Payment shall be made for compacted volume) | M3 | 225
4 | 200mm thick natural gravel base filling, class 15 (CBR greater than 15) with 98% compaction. (Payment shall be made for compacted volume) | M3 | 400
5 | Supply and fix standard road kerb 450mmx230x160mm with grade 20(20mm) concrete bedding and fill the joint with 1:2 cement sand mortar. | m | 280
6 | Supply and lay 60mm thick approved quality and design precast interlock paving block on pavement area around the vehicle park. Rate shall include for compact, level and prepare the surface and provide 50mm thick sand or quarry dust cushion to receive the interlock paving. | M2 | 142
7 | supply and fix 75mm thick UPC pipe for draining of rain water to the drain across the pavement. | m | 20
18B | TOTAL OF VEHICLE PARK CARRIED TO SUMMARY
18C | Earth Retaining Structures
1 | Excavation for earth retaining structures in any material other than rock requiring blasting depth not exceeding 1.5m. Rate shall include for compacting the bottom of excavation, part return fill to excavation and rammed, surplus disposed off site as directed. | M3 | 60
2 | Backfilling available earth to make up levels and depositing and compacting in 200mm thick layers. | M3 | 20
3 | 50mm screed with Grade 25(20mm) concrete | M2 | 67.5
4 | Grade 25 Reinforced cement concrete in base of the retaining structures. Rate shall include for the sawn timber formwork. | M3 | 10.2
5 | Tor steel reinforcement (to BS 4449 and characteristic strength fy = 460N/mm2) | kg | 500
6 | Rock masonry walls in 1:5 cement sand mortar. | M3 | 48
7 | 1:3 cement sand plaster finish smooth with neat cement grout | M2 | 68
8 | supply and fix 75mm thick UPC pipe for draining of rain water to the drain across the pavement. | M2 | 20
18C | TOTAL OF EARTH RETAINING STRUCTURES CARRIED TO SUMMARY
18D | Connecting Corridors with Roof (2m Wide)
1 | Excavation of foundation for Column / wall in any material other than rock requiring blasting depth not exceeding 1.5m. Rate shall include for compacting the bottom of excavation, part return fill to excavation and rammed, surplus disposed off site as directed. | 71 | m3
2 | Approved available hard earth filling including levelling, watering and compacting in 150mm layers between foundation of walls up to DPC level with 98% compaction. (Payment shall be made for compacted volume) | 160 | m3
3 | 50mm thick plain In-situ Concrete; Nominal Grade 20, mix ratio (1:2:4) or appropriate with 20 mm aggregates wall and column foundations. | 78 | m2
Reinforced Cement Concrete
Nominal Grade 20, mix ratio (1:2:4) or appropriate
4 | Reinforced Cement Concrete (Gr.25) in Column Footing | 4.2 | m3
5 | Reinforced Cement Concrete (Gr. 25) in Columns | 2.5 | m3
6 | Reinforced Cement Concrete (Gr. 25) in trench foundation of wall | 9 | m3
7 | Reinforced Cement Concrete (Gr. 25) in Ground beam. | 14 | m3
8 | 100mm thick Floor Concrete in Gr 25 | 177 | m2
9 | Formwork for sides of Column footing, and wall foundation beams | 88 | m2
10 | Formwork for sides of ground beam | 120 | m2
11 | formwork to sides of column | 50 | m2
12 | Tor steel reinforcement (to BS 4449 and characteristic strength fy = 460N/mm2) | 1600 | kg
13 | Mild steel reinforcement (to BS 4449 and characteristic strength fy = 250N/mm2) | 560 | 1344
14 | BRC mesh fabric reinforcement ref A142 (weighing 2.2kg/m2) beneath floor bed with 6mm main and cross wires @200mm c/c and 200mm laps | 200 | m2
15 | 100mm diameter 4mm thick CHS steel column anchored into column up to the depth 300mm. Rate shall include for apply one coat of anticorrosive paint and 2 coats of enamel paint. | 150 | m
TOTAL CARRIED TO COLLECTION
17 | 230mm thick cement sand solid block masonry cast in 1:6 cement sand mix and built with 1:4 cement sand mortar. Rate shall include for continuous curing for 7 days | 150 | m2
18 | 1000 gauge polythene sheet as horizontal damp proof membrane under ground floor slab with fold side lapping | 200 | m2
ROOF
| Supply, Fabricate, apply two coats of wood preservative and erection of hard wood swan timber roof frame as per the structural details and other specifications given in the detail drawings | Note
19 | 50x150 sawn timber in truss | 250 | m
20 | 50x100mm sawn timber in truss | 20 | m
21 | 50x100mm swan timber purlin | 600 | m
22 | Supply, and fix 4mm thick mils steel plates for the timber connections of trusses. Rate shall include for apply 2 coats of anticorrosive paint. | 300 | kg
23 | 12mm diameter nut and washers, ties for timber connection of truss. Rate shall include for apply 2 coats of anticorrosive paint. | 30 | kg
24 | Supply, and laying of 0.47 ZN/AL colour bond roofing sheets with necessary screws as per manufacturers recommendation. | 300 | m2
25 | Supply, and laying of 0.47 ZN/AL colour bond ridge capping (girth 600mm) with necessary screws. | 100 | m
26 | Supply, and laying of 0.47 ZN/AL colour bond Hip capping (girth 600mm) with necessary screws. | 15 | m
27 | Supply, and laying of 0.47 ZN/AL colour bond valley gutter (girth 600mm) with necessary screws. | 15 | m
28 | supply and fixing of 25x225mm timer facia board (Valance board & barge board). Rate shall include for apply one coat of wood primer and 2 coats of enamel paint after preparation of the surface. | 200 | m
29 | 20mm thick plinth plaster in 1:3 cement and sand mix finish smooth with colour cement grout on perimeter wall of the pavement. | 90 | m2
30 | 20mm thick, 1:3 cement and sand rendering on floor finish smooth with colour cement grout. | 200 | m2
TOTAL CARRIED TO COLLECTION
COLLECTION
Total of Page 6
Total of Page 7
18D | TOTAL OF CONNECTING CORRIDORS WITH ROOF CARRIED TO SUMMARY
18E | Boundary Wall, Gate and Fencing
1 | Excavation for boundary wall construction in any material other than rock requiring blasting depth not exceeding 1.5m. Rate shall include for compacting the bottom of excavation, part return fill to excavation and rammed, surplus disposed off site as directed. | M3 | 112
2 | 50mm screed with Grade 25(20mm) concrete | M2 | 142
From foundation to ground beam level
3 | Grade 25 Reinforced cement concrete in foundation and ground beam of boundary wall. | M3 | 54.5
From ground beam level to capping beam
4 | Grade 25 Reinforced cement concrete in stiffener column and capping beam of boundary wall. | M3 | 19
From foundation to ground beam level
5 | 16mm thick plywood formwork to sides of foundation beam, ground beam and columns. | M2 | 450
From foundation to ground beam level
6 | 16mm thick plywood formwork for sides of the head wall concrete. | M2 | 230
7 | Tor steel reinforcement (to BS 4449 and characteristic strength fy = 460N/mm2) | 8000 | kg
8 | Mild steel reinforcement (to BS 4449 and characteristic strength fy = 250N/mm2) | 1000 | 1344
9 | Copping plaster of boundary wall with 1:3 cement sand mortar and finish smooth with neat cement grout | m | 360
10 | 16mm thick 1:3 cement and sand plaster on gate columns and column head plaster as similar to the existing gate columns. | M2 | 68
11 | Fabricate and fix 6500wide,2400mm high double sash swing gate with 100mmx50mmx3mm RHS frame and 18 gauge black iron sheet welded to the frame as similar to the existing gate at the entrance. Rate shall include for apply one coat of anticorrosive paint and 2 coats of approved colour enamel paint. | Nos | 2
18E | TOTAL OF BOUNDARY WALL, GATE AND FENCING CARRIED TO SUMMARY
Chain Link Fence
10 | Gauge 10 (2.24mm) wire, 50mmx50mm opening PVC coated Chain link mesh wire fencing 1500mm high overall fixed to 3 No strands of galvanised straining wire : threaded through 50mm dia 3mm thick GS pipe posts anchored to 300 x 300 x 600mm grade 20 mass concrete footings at 3000mm. Rate shall include for apply one coat of anticorrosive paint and 2 coats of approved colour enamel paint on GI pipes. | m | 150
18F | Landscaping
Grassing
1 | Supply solid grass slodding, plant. Watering and maintaining for 3month after handing over. | M2 | 1300
2 | Allow provision sum for tree planting | Sum | Pro.
18F | TOTAL OF LANDSCAPING, INCINERATOR AND SOLID WASTE DISPOSAL BIN CARRIED TO SUMMARY
SUMMARY OF SITE DEVELOPMENT
Bill No. | DESCRIPTION |  |  | AMOUNT/ TZS
18A | INTERNAL ROADS, DRAINS AND CULVERT
18B | VEHICLE PARK
18C | EARTH RETAINING STRUCTURES
18D | CONNECTING CORRIDORS WITH ROOF
18E | BOUNDARY WALL, GATE AND FENCING
18F | LANDSCAPING, INCINERATOR AND SOLID WASTE DISPOSAL BIN
TOTAL OF BILL NO 18-SITE DEVELOPMENT, ROAD, FOOTWALK, CORRIDORS, FENCING,BOUBDARY WALL AND LANDSCAPING CARRIED TO GRAND SAMMARY

## Bill 19 Daywork
BILL NO 19 - DAY WORKS
ITEM NO. | DESCRIPTION | UNIT | QTY | RATE (TZS) | AMOUNT (TZS)
| Work shall not be executed on a Daywork basis except by written order by the Employer's Representative. Contractor shall be entitled to payment in respect of Labour, Material and Plant used for dayworks, at the rates given in the schedule of Day Works. | Note
| Percentage of overhead and profit indicated in BOQ should cover all administration and financial cost including Contractor's overhead and profit, cost of liaison with external agencies and all other cost related to Day Works. | Note
27A | Material
1 | Cement | Ton | 1
2 | Sand (fine aggregate) | M3 | 10
3 | Granite Aggregate (37mm) | M3 | 10
4 | Steel reinforcement (mild steel) | Kg | 500
5 | Steel reinforcement (high tensile) | Kg | 1000
6 | Sawn timber (podocarpus) | M3 | 5
7 | Wrought timber (mninga) | M3 | 5
8 | Hydrates lime | Lts | 200
9 | Paint, enamel gloss | Lts | 50
10 | Paint, Enamel matt | Lts | 50
11 | Paint, emulsion | Lts | 100
12 | Paint, Weathershild | Lts | 100
13 | Ceramic wall tiles | M2 | 20
14 | Porcelain floor tiles | M2 | 20
sub total
15 | Allow percentage for unloading, storing, and distribution, the use of hand, plant and machinery and all overheads with respect to material cost for dayworks. | % | 20%
TOTAL CARRIED TO COLLECTION
27B | LABOUR
1 | Waller | Hrs | 40
2 | Carpenter | Hrs | 40
3 | Joinery | Hrs | 40
4 | Welder | Hrs | 40
5 | Plumber | Hrs | 40
6 | Electrician | Hrs | 40
7 | Plasterer | Hrs | 40
8 | Glazier | Hrs | 40
9 | Steel fixer | Hrs | 40
10 | Painter | Hrs | 80
11 | Labour (skilled) | Hrs | 80
12 | Labour (unskilled) | Hrs | 120
Sub total
13 | Allow percentage for all overheads with respect to the cost of labour for Dayworks. | % | 20%
TOTAL CARRIED TO COLLECTION
Plant
1 | Dumper (1.25 tonnes) | Hrs | 20
2 | Land - rover (4 wheel drive) | Hrs | 20
3 | Lorry (7 tonnes) | Hrs | 20
4 | Lorry (18 tonnes) | Hrs | 20
5 | Roller (1.3 tonnes vibratory) | Hrs | 20
6 | Small hand propelled vibrating roller | Hrs | 20
7 | Portable compressor (with hoses) | Hrs | 20
8 | Portable electric welding set | Hrs | 20
9 | Concrete mixer (14/10) with batching plant | Hrs | 20
10 | Concrete pump (15 cubic meters per hour) | Hrs | 20
11 | Concrete vibrator (piker type) | Hrs | 20
12 | Block making machine | Hrs | 20
13 | Wood working machine | Hrs | 20
14 | Generator set (single phase) | Hrs | 20
15 | Motor grader (11.1 tonnes) | Hrs | 20
16 | Bulldozer (1.1 m3) | Hrs | 20
17 | Mechanical loading shovel (3m3 capacity) | Hrs | 20
18 | Wheel loader (1.5m3) | Hrs | 20
19 | Water Pump | Hrs | 20
Sub total
20 | Allow percentage for all overheads with respect to the cost of plant for Dayworks. | % | 20%
TOTAL CARRIED TO COLLECTION
COLLECTION
Total of Page 1
Total of Page 2
Total of Page 3
TOTAL OF BILL NO 19- DAYWORKS CARRIED TO GRAND SAMMARY

## Bill 20- Provisional sums
BILL NO 20 - Provisional Sums
ITEM NO. | DESCRIPTION | UNIT | QTY | RATE (TZS) | AMOUNT (TZS)
1 | Allow provisional amount for data network cabling | Pro. | Sum | 80000000 | 80000000
Incinerator
Solid Waste Disposal Bin
2 | Allow provision sum for construction of solid waste disposal bin. The design and the exact locations will be shared by the employer during the construction period for the construction. | Sum | Pro. | 15000000 | 15000000
3 | Allow provisional sum for provide the 4 doors to proposed MHD office and fabricate and fixing cupboards, work tops and counters as per the requirement of the Employer. | Sum | Pro |  | 25000000
| Sub Total |  |  |  | 120000000
4 | Allow Percentage for overhead and profit for the provisional sum | % |  | 20% | 24000000
| TOTAL OF BILL NO 20 -TOTAL OF PROVISIONAL SUMS TO GRAND SAMMARY |  |  |  | 144000000